## Menu
Annual Planning Outlook
Supply, Adequacy and Energy Outlook Module Data
April 2025
Chapter 1: Supply Outlook
Figure 1: 2025 Installed Capacity
Figure 2: 2025 Summer and Winter Peak Capacity Contribution
Chapter 2: Capacity Adequacy Outlook
Figure 3: Planning Reserve for Nuclear Refurbishment, Summer
Figure 4: Planning Reserve for Nuclear Refurbishment, Winter
Table 1: Summer LOLE Allocation
Table 2: Winter LOLE Allocation
Figure 5: Impact of 2025 APO LOLE allocation vs. Long-Run Assumption, Summer
Figure 6: Impact of 2025 APO LOLE allocation vs. Long-Run Assumption, Winter
Table 3: Zones and Defining Interfaces
Table 4: Transmission Transfer Capabilities (2025-2050)
Figure 8: Hourly Probability of Loss of Load, 2029
Figure 9: Duration of Resource Adequacy Risks Periods, 2029
Chapter 3: Energy Adequacy Outlook
Figure 10: Annual Energy Contribution Factors
Figure 11: Time-of-Use Period Definitions
Figure 12: Total GWh Unserved Energy by TOU periods
Figure 13: Average MWh Unserved Energy by TOU periods
Figure 14: Max MWh Unserved Energy by TOU periods
Figure 15: Unserved Energy By Season
Figure 16: Unserved Energy Duration Curve

## Figure 1
Back to main menu
Figure 1: 2025 Installed Capacity (MW)
Category | Installed Capacity
Transmission Connected Resources | 35051
Distribution Connected Resources | 3733
Back to main menu

## Figure 2
Back to main menu
Figure 2: 2025 Summer and Winter Peak Capacity Contribution
Fuel Type | 2025 Summer Capacity Contribution Factor | 2025 Winter Capacity Contribution Factor
Nuclear | 95% | 95%
Hydroelectric | 70% | 78%
Wind | 15% | 28%
Solar | 24% | 0%
Bioenergy | 94% | 94%
Gas/Oil | 94% | 94%
Demand Response | 69% | 58%
Dispatchable Load | 94% | 100%
Back to main menu

## Figure 3
Back to main menu
Figure 3: Planning Reserve for Nuclear Refurbishment, Summer (MW)
Scenario | 2025 | 2026 | 2027 | 2028 | 2029 | 2030 | 2031 | 2032 | 2033 | 2034 | 2035 | 2036 | 2037 | 2038 | 2039 | 2040 | 2041 | 2042 | 2043 | 2044 | 2045 | 2046 | 2047 | 2048 | 2049 | 2050
2025 APO | 267.0265 | -96.3384 | 139.4661 | 224.0213 | 292.3364 | 486.0719 | 253.6002 | 638.587 | 34.7375 | 499.6246 | 824.322 | 971.1855 | 789.2463 | 629.9409 | 484.8451 | 1515.1704 | 1195.6798 | 2137.5653 | 1773.9767 | 2619.7828 | 2000.6664 | 2937.4496 | 2651.4378 | 552.5998 | 1337.8705 | 719.6066
Back to main menu

## Figure 4
Back to main menu
Figure 4: Planning Reserve for Nuclear Refurbishment, Winter (MW)
Scenario | 2025/2026 | 2026/2027 | 2027/2028 | 2028/2029 | 2029/2030 | 2030/2031 | 2031/2032 | 2032/2033 | 2033/2034 | 2034/2035 | 2035/2036 | 2036/2037 | 2037/2038 | 2038/2039 | 2039/2040 | 2040/2041 | 2041/2042 | 2042/2043 | 2043/2044 | 2044/2045 | 2045/2046 | 2046/2047 | 2047/2048 | 2048/2049 | 2049/2050
2025 APO | 92.7043 | 544.0895 | 623.9871 | 31.8338 | 923.3259 | 646.4745 | 674.9175 | 396.621 | 1128.0973 | 1048.377 | 1014.7625 | 864.0192 | 755.0119 | 638.9977 | 1604.801 | 1438.005 | 2347.0745 | 2086.2737 | 3112.3186 | 2184.1716 | 1970.5123 | 2981.5029 | 2544.3999 | 2066.0866 | 1636.4227
Back to main menu

## Table 1
Back to main menu
Table 1: Summer LOLE Allocation (days/year)
Scenario | 2025 | 2026 | 2027-2050
Target LOLE | 0.09 | 0.09 | 0.06
Back to main menu

## Table 2
Back to main menu
Table 2: Winter LOLE Allocation (days/year)
Scenario | 2025/2026 | 2026/2027 | 2027/2028 - 2049/2050
Target LOLE | 0.01 | 0.01 | 0.04
Back to main menu

## Figure 5
Back to main menu
Figure 5: Impact of 2025 APO LOLE allocation vs. Long-Run Assumption, Summer (MW)
Scenario | 2026 | 2027 | 2028
2025 APO - 0.09 days/year | -577.0202 | -2468.1538 | -1798.0119
2025 APO - 0.06 days/year | -839.6833 | -2664.8587 | -1992.55
Back to main menu

## Figure 6
Back to main menu
Figure 6: Impact of 2025 APO LOLE allocation vs. Long-Run Assumption, Winter (MW)
Scenario | 2026/2027 | 2027/2028 | 2028/2029
2025 APO - 0.01 days/year | -748.7573 | 382.0738 | -345.3977
2025 APO - 0.04 days/year | -870.4582 | 219.9419 | -475.8223
Back to main menu

## Table 3
Back to main menu
Table 3: Zones and Defining Interfaces
Area | Interface
Bruce | FABC
Niagara | QFW
Northwest | E-W
West | BLIP
Toronto+Essa+East+Ottawa | FETT, FN/FS
Northeast+Northwest | E-W, FN/FS
Back to main menu

## Table 4
Back to main menu
Table 4: Transmission Transfer Capabilities (2025-2050)
Interface | Positive Direction Interface Transfer Capability (MW) | Negative Direction Interface Transfer Capability (MW)
E-W | Ranges from 490 to 830 | Ranges from 420 to 700
FABC | 9999 | 9999
BLIP | Ranges from 2,460 to 3,775 | Ranges from 1,510 to 1,625
QFW | Ranges from 2,025 to 2,110 | 9999
FETT | Ranges from 4,700 to 7,350 | 9999
TEC | 9999 | 9999
FIO | 2950 | 9999
FN/FS | Ranges from 1,865 to 1,979 | Ranges from 1,750 to 2,270
CLAN | 9999 | 9999
Back to main menu

## Figure 8
Back to main menu
Figure 8: Hourly Probability of Loss of Load, 2029
Hour | January | February | March | April | May | June | July | August | September | October | November | December
1 | 2.8e-05 | 0.00023521 | 0.0013492 | 5.9733e-05 | 0.020297 | 0.0042115 | 0.018344 | 0.05621 | 0.0086967 | 0.0015526 | 0.0040097 | 0.0033306
2 | 2.0194e-05 | 0.00013693 | 0.0012861 | 5.3333e-05 | 0.016135 | 0.0030881 | 0.012194 | 0.039107 | 0.007444 | 0.0014212 | 0.0040055 | 0.0033166
3 | 2.0194e-05 | 0.00013043 | 0.0013325 | 4.24e-05 | 0.014749 | 0.0024134 | 0.0092417 | 0.035671 | 0.008006 | 0.0013897 | 0.0038265 | 0.0032791
4 | 2.2129e-05 | 0.00013257 | 0.0013459 | 5.5e-05 | 0.015042 | 0.0022431 | 0.007855 | 0.031168 | 0.0076521 | 0.0013843 | 0.0039853 | 0.0032315
5 | 2.2129e-05 | 0.00014564 | 0.0014348 | 7.2267e-05 | 0.01816 | 0.0023628 | 0.0082866 | 0.030794 | 0.0075929 | 0.0015132 | 0.0040544 | 0.0031405
6 | 1.671e-05 | 0.00020836 | 0.0020458 | 0.0001908 | 0.027488 | 0.0031835 | 0.011134 | 0.038158 | 0.0099983 | 0.0019144 | 0.0038995 | 0.0031722
7 | 9.3355e-05 | 0.0004105 | 0.0028774 | 0.00045953 | 0.041199 | 0.0053423 | 0.018396 | 0.06224 | 0.016952 | 0.0027887 | 0.0036981 | 0.0033388
8 | 0.00017445 | 0.00072743 | 0.0035891 | 0.00055807 | 0.049228 | 0.0083837 | 0.029324 | 0.093818 | 0.022489 | 0.0036002 | 0.0040207 | 0.0040429
9 | 0.00019316 | 0.00083014 | 0.0037999 | 0.00062733 | 0.055209 | 0.011426 | 0.039525 | 0.11559 | 0.026094 | 0.004005 | 0.0041411 | 0.0044901
10 | 0.00014587 | 0.00074436 | 0.0036084 | 0.00062493 | 0.060657 | 0.014538 | 0.050535 | 0.14115 | 0.030083 | 0.0041766 | 0.0041889 | 0.0046052
11 | 0.00011535 | 0.00069293 | 0.0033495 | 0.000681 | 0.062073 | 0.016406 | 0.059571 | 0.16331 | 0.033811 | 0.0043826 | 0.0041531 | 0.0046558
12 | 9.1742e-05 | 0.00066486 | 0.0029991 | 0.00058967 | 0.060997 | 0.017539 | 0.066008 | 0.17642 | 0.035206 | 0.0043628 | 0.0042633 | 0.0045634
13 | 5.7806e-05 | 0.000571 | 0.0028467 | 0.00055527 | 0.060655 | 0.019422 | 0.072424 | 0.18957 | 0.037876 | 0.0044424 | 0.0042281 | 0.0044832
14 | 5.1226e-05 | 0.0005505 | 0.0027545 | 0.00058573 | 0.063962 | 0.021909 | 0.07993 | 0.20466 | 0.041723 | 0.0044479 | 0.0043057 | 0.004621
15 | 5.3548e-05 | 0.0005545 | 0.0027734 | 0.00061873 | 0.066416 | 0.02498 | 0.088185 | 0.22398 | 0.047176 | 0.0046252 | 0.0042609 | 0.0046602
16 | 6.4839e-05 | 0.00066093 | 0.0030545 | 0.0008134 | 0.072159 | 0.029064 | 0.099078 | 0.24863 | 0.054844 | 0.0052084 | 0.0044433 | 0.0051146
17 | 0.00012742 | 0.00091307 | 0.0037811 | 0.001119 | 0.079313 | 0.033245 | 0.11121 | 0.27052 | 0.063874 | 0.0058116 | 0.004487 | 0.0063025
18 | 0.00026477 | 0.0014712 | 0.0044635 | 0.0013686 | 0.084513 | 0.037072 | 0.12041 | 0.28721 | 0.067084 | 0.0064307 | 0.0046183 | 0.007587
19 | 0.00027852 | 0.0017956 | 0.0051728 | 0.0014965 | 0.09109 | 0.041477 | 0.13095 | 0.29398 | 0.06996 | 0.0066092 | 0.0046628 | 0.0070193
20 | 0.00024787 | 0.0018291 | 0.0053059 | 0.0017507 | 0.089619 | 0.040648 | 0.12942 | 0.2859 | 0.071031 | 0.0061812 | 0.0047327 | 0.0066228
21 | 0.00021587 | 0.0016594 | 0.0048728 | 0.0015764 | 0.082781 | 0.030787 | 0.11314 | 0.27634 | 0.061551 | 0.0051257 | 0.0047687 | 0.0064277
22 | 0.00017077 | 0.00127 | 0.0036486 | 0.00079067 | 0.064109 | 0.023479 | 0.088219 | 0.21657 | 0.039897 | 0.0035208 | 0.004772 | 0.0058546
23 | 0.00012606 | 0.0010616 | 0.0027222 | 0.00043553 | 0.045429 | 0.013635 | 0.056905 | 0.14813 | 0.024693 | 0.0027125 | 0.0047247 | 0.005221
24 | 4.5161e-05 | 0.0006695 | 0.0022586 | 0.00028607 | 0.032551 | 0.0090763 | 0.038024 | 0.10392 | 0.017556 | 0.0022735 | 0.0047373 | 0.0046587
Back to main menu

## Figure 9
Back to main menu
Figure 9: Duration of Resource Adequacy Risks Periods, 2029
Bin | Frequency | Cumulative %
2 | 15 | 11.19%
4 | 8 | 17.16%
6 | 14 | 27.61%
8 | 7 | 32.84%
10 | 6 | 37.31%
12 | 3 | 39.55%
14 | 9 | 46.27%
16 | 17 | 58.96%
18 | 21 | 74.63%
20 | 13 | 84.33%
22 | 2 | 85.82%
24 | 0 | 85.82%
More | 19 | 100%
Back to main menu

## Figure 10
Back to main menu
Figure 10: Annual Energy Contribution Factors (%)
Fuel Type | 2025 Energy Contribution Factors
Nuclear | 76.6%
Hydroelectric | 53.2%
Wind | 28.6%
Solar | 18.1%
Bioenergy | 12.6%
Gas/Oil | 25.5%
Back to main menu

## Figure 11
Back to main menu
Figure 11: Time-of-Use Period Definitions
Winter |  |  | Summer |  |  | Shoulder
On-Peak | Mid-Peak | Off-Peak | On-Peak | Mid-Peak | Off-Peak | Mid-Peak | Off-Peak
| December - March |  |  | June - September |  | April, May, October, November
7 AM - 11 AM; | 11 AM - 5 PM; |  |  | 7 AM - 11 AM;
5 PM - 8 PM | 8 PM - 11 PM | 11 PM - 7 AM | 11 AM - 5 PM | 5 PM - 11 PM | 11 PM - 7 AM | 7 AM - 11 PM | 11 PM - 7 AM
Back to main menu

## Figure 12
Back to main menu
Figure 12: Total GWh Unserved Energy by TOU periods
| Winter |  |  | Summer |  |  | Shoulder |  | Annual Total
Year | On-Peak | Mid-Peak | Off-Peak | On-Peak | Mid-Peak | Off-Peak | Mid-Peak | Off-Peak
2025 | 0 | 0 | 0 | 0 | 1 | 19 | 14 | 0 | 33
2030 | 366 | 360 | 770 | 505 | 642 | 1047 | 388 | 466 | 4544
2035 | 2420 | 3134 | 6419 | 2936 | 4092 | 7109 | 4471 | 5454 | 36035
2040 | 5911 | 7708 | 15079 | 4621 | 6841 | 12158 | 11433 | 13471 | 77222
2045 | 6565 | 8577 | 16928 | 4773 | 7083 | 12674 | 11435 | 13584 | 81618
2050 | 7113 | 9240 | 16835 | 5748 | 8642 | 12784 | 12146 | 12308 | 84816
Back to main menu

## Figure 13
Back to main menu
Figure 13: Average MWh Unserved Energy by TOU periods
| Winter |  |  | Summer |  |  | Shoulder |  | Annual Average
Year | On-Peak | Mid-Peak | Off-Peak | On-Peak | Mid-Peak | Off-Peak | Mid-Peak | Off-Peak
2025 | 0 | 0 | 0 | 0 | 1 | 12 | 10 | 0 | 4
2030 | 608 | 466 | 504 | 967 | 738 | 681 | 279 | 303 | 519
2035 | 3973 | 4003 | 4246 | 5560 | 4650 | 4677 | 3249 | 3514 | 4114
2040 | 9596 | 9733 | 9920 | 8751 | 7774 | 7999 | 8309 | 8680 | 8791
2045 | 10779 | 10954 | 11196 | 9039 | 8049 | 8338 | 8310 | 8753 | 9317
2050 | 11679 | 11800 | 11134 | 10886 | 9820 | 8411 | 8827 | 7930 | 9682
Back to main menu

## Figure 14
Back to main menu
Figure 14: Max MWh Unserved Energy by TOU periods
| Winter |  |  | Summer |  |  | Shoulder |  | Annual Max
Year | On-Peak | Mid-Peak | Off-Peak | On-Peak | Mid-Peak | Off-Peak | Mid-Peak | Off-Peak
2025 | 0 | 0 | 0 | 214 | 371 | 2259 | 1113 | 0 | 2259
2030 | 5281 | 5179 | 4545 | 7252 | 7062 | 7403 | 4199 | 4256 | 7403
2035 | 9678 | 9393 | 9305 | 12824 | 12478 | 12770 | 8059 | 8088 | 12824
2040 | 16036 | 15226 | 15965 | 16690 | 16552 | 16364 | 13512 | 15084 | 16690
2045 | 15238 | 15213 | 15234 | 15944 | 15460 | 15855 | 13201 | 13629 | 15944
2050 | 15769 | 16009 | 15802 | 18181 | 18338 | 19009 | 13926 | 15891 | 19009
Back to main menu

## Figure 15
Back to main menu
Figure 15: Unserved Energy By Season
Duration curve for Index | 2050 (MW) | 2050 (MW)
| Summer | Winter
1 | 19009 | 16009
2 | 18839 | 15968
3 | 18769 | 15913
4 | 18338 | 15891
5 | 18277 | 15887
6 | 18181 | 15881
7 | 18030 | 15838
8 | 18008 | 15806
9 | 17884 | 15802
10 | 17597 | 15780
11 | 17469 | 15769
12 | 17412 | 15755
13 | 17406 | 15745
14 | 17406 | 15698
15 | 17291 | 15676
16 | 17243 | 15663
17 | 17225 | 15652
18 | 17217 | 15647
19 | 17175 | 15624
20 | 17142 | 15559
21 | 17111 | 15537
22 | 17091 | 15537
23 | 17028 | 15536
24 | 17023 | 15526
25 | 16978 | 15516
26 | 16896 | 15512
27 | 16731 | 15503
28 | 16718 | 15490
29 | 16689 | 15486
30 | 16683 | 15453
31 | 16678 | 15447
32 | 16626 | 15440
33 | 16608 | 15439
34 | 16592 | 15432
35 | 16584 | 15416
36 | 16573 | 15400
37 | 16494 | 15391
38 | 16458 | 15383
39 | 16430 | 15365
40 | 16412 | 15361
41 | 16356 | 15360
42 | 16350 | 15328
43 | 16207 | 15300
44 | 16153 | 15263
45 | 16140 | 15250
46 | 16127 | 15249
47 | 16080 | 15248
48 | 16042 | 15241
49 | 16022 | 15239
50 | 16017 | 15237
51 | 15982 | 15215
52 | 15950 | 15168
53 | 15940 | 15160
54 | 15929 | 15157
55 | 15921 | 15157
56 | 15919 | 15147
57 | 15914 | 15145
58 | 15842 | 15129
59 | 15818 | 15127
60 | 15807 | 15127
61 | 15739 | 15124
62 | 15706 | 15113
63 | 15703 | 15109
64 | 15673 | 15109
65 | 15672 | 15066
66 | 15656 | 15063
67 | 15616 | 15042
68 | 15614 | 15041
69 | 15560 | 15031
70 | 15531 | 15027
71 | 15531 | 15025
72 | 15516 | 14992
73 | 15508 | 14991
74 | 15487 | 14990
75 | 15472 | 14982
76 | 15432 | 14981
77 | 15417 | 14980
78 | 15404 | 14970
79 | 15400 | 14949
80 | 15380 | 14949
81 | 15370 | 14946
82 | 15365 | 14946
83 | 15357 | 14938
84 | 15342 | 14934
85 | 15338 | 14921
86 | 15325 | 14906
87 | 15307 | 14903
88 | 15293 | 14900
89 | 15293 | 14899
90 | 15277 | 14898
91 | 15270 | 14895
92 | 15249 | 14894
93 | 15220 | 14885
94 | 15209 | 14868
95 | 15194 | 14862
96 | 15183 | 14859
97 | 15155 | 14853
98 | 15154 | 14853
99 | 15144 | 14847
100 | 15096 | 14847
101 | 15078 | 14846
102 | 15041 | 14843
103 | 15022 | 14843
104 | 15018 | 14839
105 | 15015 | 14839
106 | 15014 | 14837
107 | 14987 | 14833
108 | 14950 | 14830
109 | 14944 | 14827
110 | 14934 | 14825
111 | 14929 | 14823
112 | 14887 | 14820
113 | 14883 | 14814
114 | 14868 | 14792
115 | 14865 | 14789
116 | 14864 | 14788
117 | 14852 | 14785
118 | 14843 | 14784
119 | 14830 | 14783
120 | 14825 | 14782
121 | 14824 | 14781
122 | 14806 | 14779
123 | 14805 | 14776
124 | 14799 | 14750
125 | 14796 | 14748
126 | 14781 | 14745
127 | 14775 | 14743
128 | 14775 | 14739
129 | 14758 | 14736
130 | 14750 | 14730
131 | 14744 | 14719
132 | 14717 | 14691
133 | 14713 | 14677
134 | 14703 | 14671
135 | 14686 | 14666
136 | 14677 | 14664
137 | 14662 | 14658
138 | 14651 | 14658
139 | 14647 | 14657
140 | 14640 | 14655
141 | 14639 | 14647
142 | 14629 | 14646
143 | 14604 | 14639
144 | 14601 | 14634
145 | 14600 | 14626
146 | 14598 | 14626
147 | 14573 | 14621
148 | 14560 | 14620
149 | 14559 | 14609
150 | 14536 | 14607
151 | 14534 | 14604
152 | 14532 | 14603
153 | 14519 | 14599
154 | 14519 | 14594
155 | 14511 | 14591
156 | 14508 | 14577
157 | 14482 | 14570
158 | 14473 | 14569
159 | 14472 | 14558
160 | 14468 | 14556
161 | 14457 | 14552
162 | 14453 | 14547
163 | 14449 | 14538
164 | 14434 | 14537
165 | 14422 | 14536
166 | 14417 | 14535
167 | 14417 | 14532
168 | 14416 | 14526
169 | 14414 | 14515
170 | 14411 | 14513
171 | 14411 | 14503
172 | 14406 | 14497
173 | 14393 | 14496
174 | 14375 | 14490
175 | 14374 | 14489
176 | 14342 | 14484
177 | 14339 | 14484
178 | 14328 | 14483
179 | 14306 | 14481
180 | 14300 | 14478
181 | 14263 | 14475
182 | 14242 | 14473
183 | 14239 | 14465
184 | 14236 | 14443
185 | 14227 | 14440
186 | 14218 | 14440
187 | 14207 | 14438
188 | 14182 | 14433
189 | 14172 | 14423
190 | 14159 | 14423
191 | 14148 | 14416
192 | 14139 | 14407
193 | 14135 | 14407
194 | 14130 | 14407
195 | 14130 | 14404
196 | 14126 | 14403
197 | 14124 | 14396
198 | 14115 | 14395
199 | 14114 | 14381
200 | 14113 | 14377
201 | 14100 | 14374
202 | 14098 | 14370
203 | 14086 | 14369
204 | 14084 | 14364
205 | 14082 | 14363
206 | 14074 | 14355
207 | 14072 | 14353
208 | 14067 | 14344
209 | 14064 | 14331
210 | 14062 | 14325
211 | 14061 | 14316
212 | 14049 | 14309
213 | 14035 | 14307
214 | 14029 | 14293
215 | 14024 | 14292
216 | 14018 | 14291
217 | 14018 | 14286
218 | 14012 | 14285
219 | 13989 | 14280
220 | 13986 | 14279
221 | 13957 | 14276
222 | 13919 | 14272
223 | 13918 | 14270
224 | 13915 | 14263
225 | 13910 | 14259
226 | 13894 | 14253
227 | 13883 | 14248
228 | 13875 | 14246
229 | 13874 | 14244
230 | 13870 | 14240
231 | 13865 | 14239
232 | 13853 | 14239
233 | 13850 | 14239
234 | 13843 | 14235
235 | 13827 | 14223
236 | 13826 | 14223
237 | 13809 | 14214
238 | 13802 | 14213
239 | 13802 | 14209
240 | 13778 | 14209
241 | 13774 | 14208
242 | 13773 | 14187
243 | 13765 | 14185
244 | 13761 | 14182
245 | 13750 | 14180
246 | 13742 | 14173
247 | 13724 | 14171
248 | 13706 | 14167
249 | 13701 | 14160
250 | 13686 | 14157
251 | 13686 | 14154
252 | 13683 | 14152
253 | 13678 | 14150
254 | 13674 | 14128
255 | 13674 | 14127
256 | 13673 | 14123
257 | 13666 | 14119
258 | 13663 | 14117
259 | 13645 | 14116
260 | 13633 | 14107
261 | 13624 | 14104
262 | 13619 | 14103
263 | 13611 | 14103
264 | 13611 | 14098
265 | 13602 | 14097
266 | 13597 | 14096
267 | 13591 | 14093
268 | 13588 | 14088
269 | 13575 | 14084
270 | 13571 | 14084
271 | 13566 | 14080
272 | 13547 | 14077
273 | 13547 | 14077
274 | 13546 | 14076
275 | 13533 | 14072
276 | 13533 | 14071
277 | 13531 | 14069
278 | 13531 | 14066
279 | 13529 | 14065
280 | 13523 | 14064
281 | 13520 | 14060
282 | 13516 | 14049
283 | 13508 | 14049
284 | 13499 | 14043
285 | 13493 | 14042
286 | 13487 | 14041
287 | 13481 | 14038
288 | 13480 | 14030
289 | 13478 | 14028
290 | 13467 | 14026
291 | 13463 | 14025
292 | 13463 | 14020
293 | 13457 | 14020
294 | 13456 | 14020
295 | 13434 | 14019
296 | 13415 | 14019
297 | 13414 | 14013
298 | 13412 | 14011
299 | 13407 | 14008
300 | 13403 | 14006
301 | 13403 | 14006
302 | 13398 | 14003
303 | 13397 | 13998
304 | 13382 | 13996
305 | 13380 | 13993
306 | 13376 | 13993
307 | 13376 | 13992
308 | 13374 | 13992
309 | 13366 | 13989
310 | 13364 | 13989
311 | 13360 | 13988
312 | 13360 | 13983
313 | 13355 | 13976
314 | 13354 | 13974
315 | 13348 | 13968
316 | 13343 | 13966
317 | 13336 | 13960
318 | 13311 | 13960
319 | 13305 | 13959
320 | 13305 | 13957
321 | 13296 | 13956
322 | 13292 | 13955
323 | 13287 | 13955
324 | 13286 | 13946
325 | 13279 | 13944
326 | 13265 | 13939
327 | 13260 | 13926
328 | 13255 | 13926
329 | 13249 | 13925
330 | 13248 | 13917
331 | 13244 | 13915
332 | 13230 | 13914
333 | 13225 | 13909
334 | 13212 | 13907
335 | 13200 | 13901
336 | 13200 | 13896
337 | 13195 | 13893
338 | 13188 | 13890
339 | 13181 | 13886
340 | 13180 | 13884
341 | 13173 | 13874
342 | 13172 | 13870
343 | 13169 | 13869
344 | 13153 | 13869
345 | 13152 | 13862
346 | 13143 | 13856
347 | 13138 | 13856
348 | 13138 | 13855
349 | 13106 | 13855
350 | 13101 | 13853
351 | 13098 | 13852
352 | 13095 | 13852
353 | 13090 | 13849
354 | 13082 | 13847
355 | 13076 | 13841
356 | 13066 | 13840
357 | 13064 | 13834
358 | 13062 | 13829
359 | 13057 | 13827
360 | 13036 | 13825
361 | 13035 | 13824
362 | 13030 | 13822
363 | 13029 | 13820
364 | 13023 | 13814
365 | 13021 | 13813
366 | 13013 | 13813
367 | 13011 | 13812
368 | 13005 | 13811
369 | 12975 | 13797
370 | 12957 | 13792
371 | 12946 | 13790
372 | 12946 | 13789
373 | 12938 | 13787
374 | 12938 | 13786
375 | 12928 | 13786
376 | 12919 | 13785
377 | 12917 | 13785
378 | 12914 | 13784
379 | 12912 | 13778
380 | 12909 | 13778
381 | 12906 | 13776
382 | 12897 | 13775
383 | 12896 | 13772
384 | 12873 | 13770
385 | 12869 | 13764
386 | 12866 | 13759
387 | 12856 | 13757
388 | 12853 | 13755
389 | 12851 | 13751
390 | 12850 | 13751
391 | 12840 | 13744
392 | 12831 | 13744
393 | 12828 | 13742
394 | 12828 | 13740
395 | 12827 | 13736
396 | 12826 | 13733
397 | 12825 | 13733
398 | 12822 | 13732
399 | 12805 | 13728
400 | 12802 | 13728
401 | 12797 | 13727
402 | 12791 | 13726
403 | 12789 | 13718
404 | 12787 | 13708
405 | 12785 | 13707
406 | 12761 | 13702
407 | 12759 | 13702
408 | 12749 | 13689
409 | 12747 | 13684
410 | 12746 | 13681
411 | 12735 | 13678
412 | 12715 | 13678
413 | 12714 | 13677
414 | 12705 | 13674
415 | 12705 | 13672
416 | 12699 | 13672
417 | 12694 | 13659
418 | 12693 | 13656
419 | 12684 | 13655
420 | 12675 | 13654
421 | 12671 | 13651
422 | 12664 | 13650
423 | 12661 | 13640
424 | 12661 | 13631
425 | 12659 | 13631
426 | 12657 | 13628
427 | 12653 | 13625
428 | 12638 | 13619
429 | 12634 | 13618
430 | 12631 | 13614
431 | 12622 | 13610
432 | 12617 | 13609
433 | 12613 | 13609
434 | 12613 | 13608
435 | 12609 | 13608
436 | 12607 | 13604
437 | 12604 | 13602
438 | 12601 | 13602
439 | 12599 | 13600
440 | 12594 | 13598
441 | 12586 | 13594
442 | 12577 | 13593
443 | 12576 | 13592
444 | 12569 | 13589
445 | 12561 | 13583
446 | 12557 | 13582
447 | 12556 | 13582
448 | 12549 | 13581
449 | 12540 | 13575
450 | 12538 | 13572
451 | 12535 | 13571
452 | 12529 | 13568
453 | 12522 | 13560
454 | 12511 | 13556
455 | 12505 | 13553
456 | 12496 | 13553
457 | 12495 | 13549
458 | 12482 | 13547
459 | 12481 | 13539
460 | 12476 | 13537
461 | 12475 | 13536
462 | 12474 | 13535
463 | 12470 | 13535
464 | 12462 | 13535
465 | 12457 | 13534
466 | 12452 | 13529
467 | 12452 | 13520
468 | 12445 | 13520
469 | 12443 | 13520
470 | 12441 | 13520
471 | 12435 | 13520
472 | 12433 | 13515
473 | 12431 | 13510
474 | 12428 | 13500
475 | 12410 | 13494
476 | 12400 | 13486
477 | 12395 | 13481
478 | 12391 | 13480
479 | 12387 | 13479
480 | 12383 | 13479
481 | 12383 | 13476
482 | 12380 | 13475
483 | 12377 | 13473
484 | 12358 | 13470
485 | 12349 | 13469
486 | 12348 | 13469
487 | 12345 | 13468
488 | 12344 | 13466
489 | 12340 | 13448
490 | 12338 | 13442
491 | 12336 | 13433
492 | 12331 | 13428
493 | 12324 | 13427
494 | 12322 | 13424
495 | 12320 | 13416
496 | 12319 | 13409
497 | 12319 | 13406
498 | 12316 | 13405
499 | 12311 | 13404
500 | 12295 | 13404
501 | 12294 | 13398
502 | 12288 | 13396
503 | 12287 | 13393
504 | 12286 | 13393
505 | 12281 | 13392
506 | 12280 | 13390
507 | 12279 | 13382
508 | 12278 | 13377
509 | 12278 | 13377
510 | 12277 | 13375
511 | 12275 | 13372
512 | 12270 | 13372
513 | 12269 | 13371
514 | 12268 | 13364
515 | 12268 | 13363
516 | 12267 | 13360
517 | 12266 | 13359
518 | 12265 | 13359
519 | 12245 | 13356
520 | 12242 | 13355
521 | 12241 | 13352
522 | 12228 | 13345
523 | 12218 | 13341
524 | 12216 | 13339
525 | 12214 | 13339
526 | 12212 | 13336
527 | 12211 | 13336
528 | 12210 | 13334
529 | 12202 | 13332
530 | 12201 | 13324
531 | 12200 | 13322
532 | 12200 | 13321
533 | 12196 | 13320
534 | 12169 | 13318
535 | 12161 | 13316
536 | 12159 | 13315
537 | 12156 | 13311
538 | 12153 | 13311
539 | 12151 | 13310
540 | 12150 | 13305
541 | 12143 | 13302
542 | 12140 | 13297
543 | 12139 | 13297
544 | 12138 | 13294
545 | 12136 | 13293
546 | 12136 | 13288
547 | 12131 | 13287
548 | 12130 | 13286
549 | 12121 | 13286
550 | 12117 | 13281
551 | 12114 | 13279
552 | 12112 | 13279
553 | 12105 | 13272
554 | 12100 | 13271
555 | 12084 | 13268
556 | 12075 | 13262
557 | 12070 | 13261
558 | 12065 | 13261
559 | 12060 | 13257
560 | 12057 | 13248
561 | 12056 | 13247
562 | 12049 | 13244
563 | 12021 | 13241
564 | 12015 | 13239
565 | 12009 | 13237
566 | 12004 | 13235
567 | 12000 | 13233
568 | 11995 | 13231
569 | 11992 | 13225
570 | 11984 | 13224
571 | 11977 | 13218
572 | 11975 | 13217
573 | 11965 | 13209
574 | 11961 | 13208
575 | 11961 | 13203
576 | 11958 | 13202
577 | 11956 | 13200
578 | 11955 | 13197
579 | 11955 | 13196
580 | 11954 | 13193
581 | 11930 | 13191
582 | 11928 | 13188
583 | 11928 | 13187
584 | 11922 | 13187
585 | 11921 | 13187
586 | 11913 | 13186
587 | 11910 | 13185
588 | 11910 | 13182
589 | 11908 | 13181
590 | 11908 | 13180
591 | 11906 | 13175
592 | 11903 | 13175
593 | 11900 | 13170
594 | 11897 | 13168
595 | 11893 | 13168
596 | 11889 | 13164
597 | 11888 | 13163
598 | 11880 | 13161
599 | 11874 | 13160
600 | 11870 | 13160
601 | 11867 | 13157
602 | 11867 | 13154
603 | 11866 | 13152
604 | 11859 | 13151
605 | 11858 | 13151
606 | 11855 | 13145
607 | 11853 | 13142
608 | 11847 | 13141
609 | 11846 | 13141
610 | 11846 | 13139
611 | 11842 | 13135
612 | 11840 | 13130
613 | 11829 | 13130
614 | 11823 | 13129
615 | 11822 | 13126
616 | 11822 | 13125
617 | 11820 | 13122
618 | 11811 | 13120
619 | 11810 | 13117
620 | 11810 | 13115
621 | 11805 | 13113
622 | 11802 | 13113
623 | 11799 | 13110
624 | 11797 | 13110
625 | 11797 | 13110
626 | 11794 | 13109
627 | 11793 | 13107
628 | 11787 | 13105
629 | 11779 | 13103
630 | 11771 | 13103
631 | 11770 | 13103
632 | 11770 | 13101
633 | 11758 | 13101
634 | 11747 | 13094
635 | 11747 | 13083
636 | 11744 | 13083
637 | 11744 | 13081
638 | 11741 | 13081
639 | 11740 | 13080
640 | 11738 | 13073
641 | 11734 | 13070
642 | 11732 | 13068
643 | 11732 | 13066
644 | 11726 | 13064
645 | 11724 | 13061
646 | 11722 | 13052
647 | 11713 | 13051
648 | 11713 | 13049
649 | 11709 | 13042
650 | 11703 | 13038
651 | 11702 | 13037
652 | 11702 | 13036
653 | 11700 | 13036
654 | 11697 | 13036
655 | 11696 | 13035
656 | 11692 | 13031
657 | 11685 | 13030
658 | 11682 | 13023
659 | 11674 | 13020
660 | 11670 | 13016
661 | 11663 | 13010
662 | 11663 | 13010
663 | 11663 | 13009
664 | 11653 | 13006
665 | 11652 | 13004
666 | 11649 | 12999
667 | 11643 | 12997
668 | 11635 | 12996
669 | 11632 | 12995
670 | 11630 | 12993
671 | 11630 | 12987
672 | 11629 | 12986
673 | 11627 | 12980
674 | 11618 | 12979
675 | 11615 | 12978
676 | 11612 | 12976
677 | 11611 | 12976
678 | 11610 | 12975
679 | 11608 | 12974
680 | 11606 | 12970
681 | 11606 | 12959
682 | 11605 | 12954
683 | 11605 | 12952
684 | 11593 | 12950
685 | 11587 | 12944
686 | 11584 | 12937
687 | 11580 | 12936
688 | 11580 | 12932
689 | 11576 | 12927
690 | 11568 | 12926
691 | 11566 | 12920
692 | 11565 | 12920
693 | 11564 | 12915
694 | 11561 | 12913
695 | 11555 | 12911
696 | 11550 | 12909
697 | 11541 | 12909
698 | 11538 | 12908
699 | 11537 | 12907
700 | 11531 | 12902
701 | 11527 | 12901
702 | 11527 | 12900
703 | 11527 | 12898
704 | 11525 | 12895
705 | 11525 | 12894
706 | 11525 | 12892
707 | 11521 | 12891
708 | 11519 | 12890
709 | 11516 | 12889
710 | 11516 | 12886
711 | 11515 | 12885
712 | 11512 | 12885
713 | 11509 | 12884
714 | 11508 | 12883
715 | 11507 | 12880
716 | 11505 | 12877
717 | 11498 | 12873
718 | 11487 | 12873
719 | 11484 | 12871
720 | 11481 | 12870
721 | 11480 | 12869
722 | 11480 | 12867
723 | 11480 | 12865
724 | 11475 | 12864
725 | 11475 | 12860
726 | 11473 | 12859
727 | 11470 | 12853
728 | 11466 | 12853
729 | 11466 | 12843
730 | 11460 | 12843
731 | 11457 | 12842
732 | 11456 | 12841
733 | 11444 | 12840
734 | 11444 | 12838
735 | 11441 | 12837
736 | 11440 | 12835
737 | 11439 | 12831
738 | 11438 | 12829
739 | 11437 | 12829
740 | 11433 | 12826
741 | 11433 | 12823
742 | 11432 | 12822
743 | 11431 | 12820
744 | 11430 | 12818
745 | 11430 | 12817
746 | 11427 | 12814
747 | 11426 | 12813
748 | 11417 | 12811
749 | 11416 | 12809
750 | 11414 | 12809
751 | 11408 | 12806
752 | 11402 | 12804
753 | 11394 | 12800
754 | 11392 | 12799
755 | 11391 | 12794
756 | 11391 | 12793
757 | 11389 | 12791
758 | 11388 | 12787
759 | 11379 | 12781
760 | 11370 | 12781
761 | 11364 | 12778
762 | 11360 | 12771
763 | 11358 | 12771
764 | 11358 | 12768
765 | 11355 | 12764
766 | 11352 | 12762
767 | 11345 | 12762
768 | 11344 | 12760
769 | 11342 | 12760
770 | 11342 | 12759
771 | 11341 | 12758
772 | 11339 | 12757
773 | 11328 | 12756
774 | 11325 | 12753
775 | 11321 | 12751
776 | 11320 | 12751
777 | 11319 | 12748
778 | 11318 | 12747
779 | 11316 | 12744
780 | 11316 | 12739
781 | 11311 | 12735
782 | 11304 | 12735
783 | 11304 | 12734
784 | 11299 | 12733
785 | 11298 | 12730
786 | 11295 | 12730
787 | 11291 | 12729
788 | 11289 | 12722
789 | 11289 | 12721
790 | 11289 | 12720
791 | 11285 | 12720
792 | 11283 | 12719
793 | 11277 | 12719
794 | 11274 | 12718
795 | 11272 | 12714
796 | 11271 | 12714
797 | 11269 | 12712
798 | 11269 | 12712
799 | 11268 | 12711
800 | 11268 | 12710
801 | 11266 | 12710
802 | 11262 | 12709
803 | 11262 | 12707
804 | 11256 | 12705
805 | 11254 | 12704
806 | 11247 | 12703
807 | 11246 | 12701
808 | 11244 | 12699
809 | 11240 | 12693
810 | 11237 | 12691
811 | 11235 | 12686
812 | 11233 | 12683
813 | 11229 | 12682
814 | 11229 | 12679
815 | 11225 | 12677
816 | 11221 | 12676
817 | 11220 | 12674
818 | 11219 | 12672
819 | 11219 | 12672
820 | 11206 | 12671
821 | 11203 | 12671
822 | 11203 | 12667
823 | 11200 | 12666
824 | 11192 | 12665
825 | 11191 | 12662
826 | 11187 | 12661
827 | 11186 | 12652
828 | 11186 | 12652
829 | 11185 | 12647
830 | 11185 | 12639
831 | 11184 | 12638
832 | 11183 | 12636
833 | 11179 | 12635
834 | 11176 | 12632
835 | 11176 | 12632
836 | 11174 | 12631
837 | 11163 | 12631
838 | 11161 | 12630
839 | 11161 | 12628
840 | 11160 | 12624
841 | 11154 | 12623
842 | 11152 | 12622
843 | 11141 | 12621
844 | 11139 | 12618
845 | 11135 | 12618
846 | 11135 | 12617
847 | 11134 | 12617
848 | 11132 | 12617
849 | 11129 | 12613
850 | 11128 | 12612
851 | 11115 | 12611
852 | 11110 | 12608
853 | 11110 | 12607
854 | 11109 | 12607
855 | 11109 | 12606
856 | 11107 | 12606
857 | 11106 | 12605
858 | 11104 | 12605
859 | 11103 | 12601
860 | 11103 | 12601
861 | 11102 | 12599
862 | 11102 | 12599
863 | 11100 | 12598
864 | 11095 | 12596
865 | 11093 | 12596
866 | 11088 | 12595
867 | 11088 | 12595
868 | 11080 | 12592
869 | 11080 | 12591
870 | 11077 | 12590
871 | 11074 | 12589
872 | 11074 | 12588
873 | 11069 | 12588
874 | 11067 | 12584
875 | 11066 | 12583
876 | 11055 | 12582
877 | 11051 | 12581
878 | 11048 | 12580
879 | 11047 | 12579
880 | 11043 | 12577
881 | 11042 | 12577
882 | 11036 | 12576
883 | 11036 | 12574
884 | 11035 | 12574
885 | 11033 | 12574
886 | 11032 | 12571
887 | 11027 | 12568
888 | 11026 | 12566
889 | 11025 | 12565
890 | 11024 | 12562
891 | 11023 | 12560
892 | 11023 | 12559
893 | 11022 | 12557
894 | 11019 | 12557
895 | 11019 | 12556
896 | 11016 | 12552
897 | 11013 | 12549
898 | 11013 | 12549
899 | 11007 | 12548
900 | 11005 | 12547
901 | 11004 | 12543
902 | 11002 | 12543
903 | 11001 | 12543
904 | 10999 | 12540
905 | 10996 | 12540
906 | 10996 | 12538
907 | 10994 | 12535
908 | 10994 | 12534
909 | 10992 | 12532
910 | 10989 | 12530
911 | 10989 | 12529
912 | 10988 | 12529
913 | 10988 | 12526
914 | 10983 | 12526
915 | 10977 | 12526
916 | 10976 | 12525
917 | 10975 | 12525
918 | 10973 | 12524
919 | 10970 | 12523
920 | 10966 | 12522
921 | 10952 | 12521
922 | 10948 | 12520
923 | 10945 | 12515
924 | 10942 | 12513
925 | 10939 | 12512
926 | 10937 | 12509
927 | 10928 | 12504
928 | 10928 | 12499
929 | 10919 | 12496
930 | 10917 | 12495
931 | 10916 | 12495
932 | 10916 | 12491
933 | 10909 | 12490
934 | 10909 | 12490
935 | 10904 | 12490
936 | 10903 | 12488
937 | 10902 | 12487
938 | 10898 | 12487
939 | 10895 | 12485
940 | 10890 | 12485
941 | 10887 | 12483
942 | 10887 | 12481
943 | 10884 | 12480
944 | 10883 | 12480
945 | 10882 | 12477
946 | 10877 | 12476
947 | 10874 | 12475
948 | 10874 | 12471
949 | 10873 | 12468
950 | 10872 | 12465
951 | 10872 | 12464
952 | 10868 | 12460
953 | 10868 | 12460
954 | 10864 | 12457
955 | 10856 | 12456
956 | 10855 | 12453
957 | 10852 | 12452
958 | 10851 | 12450
959 | 10850 | 12447
960 | 10848 | 12447
961 | 10847 | 12445
962 | 10844 | 12444
963 | 10844 | 12442
964 | 10843 | 12441
965 | 10842 | 12441
966 | 10842 | 12440
967 | 10836 | 12440
968 | 10835 | 12439
969 | 10834 | 12439
970 | 10833 | 12434
971 | 10830 | 12434
972 | 10829 | 12433
973 | 10828 | 12430
974 | 10827 | 12427
975 | 10818 | 12426
976 | 10818 | 12425
977 | 10815 | 12425
978 | 10809 | 12422
979 | 10805 | 12421
980 | 10804 | 12420
981 | 10803 | 12418
982 | 10799 | 12413
983 | 10797 | 12410
984 | 10791 | 12410
985 | 10775 | 12408
986 | 10774 | 12404
987 | 10773 | 12404
988 | 10768 | 12404
989 | 10764 | 12403
990 | 10764 | 12402
991 | 10762 | 12402
992 | 10762 | 12401
993 | 10760 | 12401
994 | 10758 | 12401
995 | 10758 | 12401
996 | 10757 | 12400
997 | 10751 | 12400
998 | 10747 | 12392
999 | 10746 | 12392
1000 | 10745 | 12392
1001 | 10745 | 12391
1002 | 10738 | 12391
1003 | 10737 | 12391
1004 | 10734 | 12383
1005 | 10733 | 12383
1006 | 10732 | 12383
1007 | 10728 | 12377
1008 | 10728 | 12377
1009 | 10723 | 12374
1010 | 10722 | 12372
1011 | 10717 | 12371
1012 | 10713 | 12368
1013 | 10708 | 12367
1014 | 10707 | 12367
1015 | 10705 | 12366
1016 | 10702 | 12366
1017 | 10702 | 12365
1018 | 10702 | 12364
1019 | 10699 | 12364
1020 | 10699 | 12360
1021 | 10696 | 12358
1022 | 10695 | 12355
1023 | 10689 | 12354
1024 | 10684 | 12354
1025 | 10684 | 12351
1026 | 10683 | 12345
1027 | 10683 | 12345
1028 | 10679 | 12344
1029 | 10676 | 12340
1030 | 10675 | 12340
1031 | 10672 | 12340
1032 | 10669 | 12335
1033 | 10668 | 12333
1034 | 10666 | 12331
1035 | 10664 | 12329
1036 | 10661 | 12327
1037 | 10661 | 12327
1038 | 10660 | 12325
1039 | 10653 | 12325
1040 | 10651 | 12325
1041 | 10645 | 12324
1042 | 10635 | 12324
1043 | 10615 | 12321
1044 | 10612 | 12321
1045 | 10606 | 12320
1046 | 10605 | 12316
1047 | 10603 | 12313
1048 | 10599 | 12313
1049 | 10598 | 12312
1050 | 10597 | 12310
1051 | 10595 | 12304
1052 | 10594 | 12302
1053 | 10590 | 12301
1054 | 10589 | 12293
1055 | 10587 | 12293
1056 | 10586 | 12290
1057 | 10581 | 12289
1058 | 10577 | 12288
1059 | 10576 | 12287
1060 | 10574 | 12287
1061 | 10573 | 12286
1062 | 10562 | 12286
1063 | 10551 | 12286
1064 | 10551 | 12285
1065 | 10550 | 12284
1066 | 10543 | 12283
1067 | 10542 | 12281
1068 | 10542 | 12279
1069 | 10538 | 12278
1070 | 10536 | 12277
1071 | 10534 | 12274
1072 | 10523 | 12267
1073 | 10521 | 12266
1074 | 10519 | 12265
1075 | 10517 | 12262
1076 | 10517 | 12260
1077 | 10517 | 12259
1078 | 10514 | 12258
1079 | 10511 | 12258
1080 | 10507 | 12253
1081 | 10507 | 12251
1082 | 10505 | 12247
1083 | 10504 | 12244
1084 | 10499 | 12243
1085 | 10496 | 12243
1086 | 10495 | 12241
1087 | 10494 | 12240
1088 | 10490 | 12235
1089 | 10489 | 12233
1090 | 10482 | 12228
1091 | 10480 | 12227
1092 | 10479 | 12226
1093 | 10475 | 12225
1094 | 10473 | 12224
1095 | 10471 | 12222
1096 | 10467 | 12221
1097 | 10464 | 12221
1098 | 10455 | 12219
1099 | 10453 | 12218
1100 | 10452 | 12216
1101 | 10451 | 12215
1102 | 10449 | 12215
1103 | 10444 | 12215
1104 | 10441 | 12214
1105 | 10439 | 12214
1106 | 10435 | 12212
1107 | 10435 | 12211
1108 | 10433 | 12210
1109 | 10427 | 12209
1110 | 10425 | 12206
1111 | 10423 | 12205
1112 | 10420 | 12203
1113 | 10418 | 12199
1114 | 10416 | 12197
1115 | 10415 | 12195
1116 | 10414 | 12192
1117 | 10412 | 12191
1118 | 10407 | 12191
1119 | 10407 | 12190
1120 | 10402 | 12186
1121 | 10397 | 12183
1122 | 10392 | 12181
1123 | 10390 | 12181
1124 | 10390 | 12181
1125 | 10390 | 12178
1126 | 10388 | 12177
1127 | 10382 | 12174
1128 | 10380 | 12174
1129 | 10379 | 12174
1130 | 10378 | 12171
1131 | 10376 | 12171
1132 | 10371 | 12168
1133 | 10370 | 12167
1134 | 10370 | 12166
1135 | 10369 | 12164
1136 | 10357 | 12164
1137 | 10356 | 12161
1138 | 10348 | 12160
1139 | 10346 | 12156
1140 | 10345 | 12154
1141 | 10344 | 12153
1142 | 10343 | 12153
1143 | 10343 | 12151
1144 | 10336 | 12149
1145 | 10336 | 12146
1146 | 10336 | 12143
1147 | 10335 | 12142
1148 | 10333 | 12141
1149 | 10331 | 12141
1150 | 10328 | 12139
1151 | 10328 | 12136
1152 | 10325 | 12135
1153 | 10324 | 12134
1154 | 10324 | 12132
1155 | 10323 | 12131
1156 | 10322 | 12131
1157 | 10316 | 12129
1158 | 10310 | 12128
1159 | 10308 | 12126
1160 | 10306 | 12125
1161 | 10300 | 12124
1162 | 10300 | 12123
1163 | 10299 | 12122
1164 | 10298 | 12121
1165 | 10296 | 12121
1166 | 10292 | 12121
1167 | 10291 | 12121
1168 | 10289 | 12119
1169 | 10287 | 12118
1170 | 10286 | 12118
1171 | 10285 | 12117
1172 | 10277 | 12117
1173 | 10273 | 12116
1174 | 10262 | 12115
1175 | 10261 | 12112
1176 | 10255 | 12111
1177 | 10254 | 12110
1178 | 10253 | 12106
1179 | 10248 | 12105
1180 | 10248 | 12103
1181 | 10248 | 12103
1182 | 10243 | 12102
1183 | 10243 | 12102
1184 | 10237 | 12100
1185 | 10234 | 12099
1186 | 10230 | 12098
1187 | 10227 | 12095
1188 | 10226 | 12093
1189 | 10224 | 12092
1190 | 10223 | 12089
1191 | 10223 | 12089
1192 | 10223 | 12088
1193 | 10222 | 12084
1194 | 10211 | 12082
1195 | 10210 | 12079
1196 | 10209 | 12079
1197 | 10207 | 12077
1198 | 10200 | 12076
1199 | 10198 | 12074
1200 | 10198 | 12073
1201 | 10195 | 12072
1202 | 10191 | 12070
1203 | 10190 | 12069
1204 | 10189 | 12068
1205 | 10189 | 12065
1206 | 10183 | 12065
1207 | 10182 | 12063
1208 | 10178 | 12056
1209 | 10176 | 12054
1210 | 10176 | 12054
1211 | 10174 | 12051
1212 | 10171 | 12050
1213 | 10169 | 12050
1214 | 10166 | 12043
1215 | 10162 | 12043
1216 | 10158 | 12042
1217 | 10153 | 12042
1218 | 10151 | 12042
1219 | 10148 | 12039
1220 | 10146 | 12039
1221 | 10145 | 12037
1222 | 10145 | 12033
1223 | 10144 | 12033
1224 | 10137 | 12032
1225 | 10135 | 12032
1226 | 10130 | 12032
1227 | 10129 | 12031
1228 | 10129 | 12030
1229 | 10127 | 12029
1230 | 10123 | 12028
1231 | 10120 | 12028
1232 | 10108 | 12027
1233 | 10107 | 12024
1234 | 10105 | 12023
1235 | 10103 | 12023
1236 | 10103 | 12023
1237 | 10101 | 12023
1238 | 10098 | 12022
1239 | 10098 | 12021
1240 | 10094 | 12021
1241 | 10092 | 12017
1242 | 10091 | 12017
1243 | 10089 | 12016
1244 | 10089 | 12014
1245 | 10088 | 12012
1246 | 10079 | 12011
1247 | 10078 | 12010
1248 | 10078 | 12009
1249 | 10071 | 12009
1250 | 10067 | 12008
1251 | 10066 | 12006
1252 | 10064 | 12004
1253 | 10064 | 12004
1254 | 10062 | 12004
1255 | 10059 | 12002
1256 | 10058 | 11999
1257 | 10057 | 11998
1258 | 10045 | 11998
1259 | 10042 | 11993
1260 | 10041 | 11991
1261 | 10040 | 11991
1262 | 10032 | 11989
1263 | 10032 | 11987
1264 | 10030 | 11987
1265 | 10030 | 11984
1266 | 10027 | 11984
1267 | 10025 | 11979
1268 | 10024 | 11974
1269 | 10019 | 11972
1270 | 10017 | 11972
1271 | 10014 | 11972
1272 | 10009 | 11971
1273 | 10006 | 11967
1274 | 10005 | 11966
1275 | 9997 | 11966
1276 | 9994 | 11965
1277 | 9993 | 11963
1278 | 9989 | 11960
1279 | 9987 | 11960
1280 | 9986 | 11958
1281 | 9984 | 11956
1282 | 9984 | 11949
1283 | 9983 | 11949
1284 | 9980 | 11948
1285 | 9978 | 11947
1286 | 9977 | 11939
1287 | 9974 | 11936
1288 | 9972 | 11936
1289 | 9971 | 11935
1290 | 9969 | 11932
1291 | 9963 | 11932
1292 | 9959 | 11927
1293 | 9958 | 11926
1294 | 9955 | 11921
1295 | 9954 | 11920
1296 | 9950 | 11920
1297 | 9949 | 11918
1298 | 9948 | 11911
1299 | 9948 | 11911
1300 | 9945 | 11909
1301 | 9944 | 11906
1302 | 9940 | 11906
1303 | 9937 | 11906
1304 | 9937 | 11902
1305 | 9936 | 11901
1306 | 9931 | 11901
1307 | 9918 | 11897
1308 | 9917 | 11893
1309 | 9917 | 11885
1310 | 9913 | 11885
1311 | 9909 | 11884
1312 | 9907 | 11884
1313 | 9906 | 11882
1314 | 9904 | 11882
1315 | 9904 | 11880
1316 | 9901 | 11877
1317 | 9900 | 11877
1318 | 9891 | 11877
1319 | 9891 | 11876
1320 | 9890 | 11876
1321 | 9890 | 11875
1322 | 9881 | 11875
1323 | 9881 | 11874
1324 | 9881 | 11873
1325 | 9873 | 11873
1326 | 9872 | 11871
1327 | 9872 | 11869
1328 | 9872 | 11866
1329 | 9871 | 11866
1330 | 9869 | 11865
1331 | 9868 | 11861
1332 | 9867 | 11860
1333 | 9867 | 11858
1334 | 9866 | 11858
1335 | 9862 | 11857
1336 | 9862 | 11856
1337 | 9857 | 11853
1338 | 9856 | 11852
1339 | 9856 | 11852
1340 | 9852 | 11852
1341 | 9842 | 11850
1342 | 9841 | 11848
1343 | 9838 | 11847
1344 | 9831 | 11846
1345 | 9825 | 11844
1346 | 9825 | 11841
1347 | 9822 | 11840
1348 | 9821 | 11836
1349 | 9818 | 11835
1350 | 9812 | 11835
1351 | 9812 | 11833
1352 | 9808 | 11831
1353 | 9806 | 11831
1354 | 9804 | 11829
1355 | 9803 | 11826
1356 | 9803 | 11826
1357 | 9801 | 11825
1358 | 9800 | 11822
1359 | 9799 | 11820
1360 | 9797 | 11819
1361 | 9792 | 11817
1362 | 9787 | 11816
1363 | 9785 | 11816
1364 | 9782 | 11815
1365 | 9780 | 11812
1366 | 9779 | 11808
1367 | 9778 | 11807
1368 | 9775 | 11804
1369 | 9774 | 11803
1370 | 9773 | 11803
1371 | 9770 | 11798
1372 | 9768 | 11796
1373 | 9766 | 11796
1374 | 9764 | 11795
1375 | 9761 | 11795
1376 | 9760 | 11793
1377 | 9759 | 11792
1378 | 9756 | 11792
1379 | 9752 | 11790
1380 | 9752 | 11788
1381 | 9751 | 11786
1382 | 9741 | 11785
1383 | 9737 | 11785
1384 | 9737 | 11783
1385 | 9736 | 11782
1386 | 9734 | 11781
1387 | 9733 | 11780
1388 | 9731 | 11778
1389 | 9730 | 11778
1390 | 9726 | 11777
1391 | 9726 | 11776
1392 | 9725 | 11774
1393 | 9724 | 11774
1394 | 9722 | 11770
1395 | 9715 | 11770
1396 | 9715 | 11767
1397 | 9711 | 11766
1398 | 9708 | 11759
1399 | 9706 | 11758
1400 | 9706 | 11757
1401 | 9700 | 11757
1402 | 9700 | 11756
1403 | 9698 | 11755
1404 | 9698 | 11755
1405 | 9696 | 11754
1406 | 9694 | 11753
1407 | 9693 | 11753
1408 | 9693 | 11753
1409 | 9689 | 11753
1410 | 9684 | 11752
1411 | 9682 | 11751
1412 | 9680 | 11751
1413 | 9679 | 11749
1414 | 9677 | 11749
1415 | 9675 | 11748
1416 | 9670 | 11745
1417 | 9670 | 11743
1418 | 9669 | 11741
1419 | 9664 | 11741
1420 | 9662 | 11740
1421 | 9660 | 11738
1422 | 9658 | 11734
1423 | 9657 | 11733
1424 | 9657 | 11733
1425 | 9652 | 11729
1426 | 9652 | 11728
1427 | 9649 | 11727
1428 | 9649 | 11725
1429 | 9642 | 11725
1430 | 9639 | 11723
1431 | 9637 | 11722
1432 | 9636 | 11721
1433 | 9635 | 11718
1434 | 9634 | 11718
1435 | 9630 | 11717
1436 | 9629 | 11714
1437 | 9625 | 11712
1438 | 9625 | 11712
1439 | 9624 | 11710
1440 | 9624 | 11708
1441 | 9620 | 11707
1442 | 9616 | 11707
1443 | 9615 | 11706
1444 | 9615 | 11705
1445 | 9612 | 11705
1446 | 9611 | 11703
1447 | 9608 | 11702
1448 | 9605 | 11702
1449 | 9603 | 11701
1450 | 9602 | 11700
1451 | 9601 | 11699
1452 | 9599 | 11698
1453 | 9597 | 11694
1454 | 9596 | 11693
1455 | 9595 | 11692
1456 | 9595 | 11690
1457 | 9590 | 11690
1458 | 9590 | 11690
1459 | 9590 | 11688
1460 | 9589 | 11686
1461 | 9586 | 11684
1462 | 9586 | 11684
1463 | 9585 | 11682
1464 | 9583 | 11682
1465 | 9582 | 11682
1466 | 9577 | 11682
1467 | 9577 | 11681
1468 | 9574 | 11681
1469 | 9573 | 11678
1470 | 9572 | 11675
1471 | 9571 | 11674
1472 | 9568 | 11672
1473 | 9563 | 11672
1474 | 9563 | 11671
1475 | 9562 | 11669
1476 | 9558 | 11666
1477 | 9556 | 11664
1478 | 9554 | 11662
1479 | 9553 | 11660
1480 | 9553 | 11658
1481 | 9552 | 11657
1482 | 9552 | 11654
1483 | 9548 | 11654
1484 | 9548 | 11654
1485 | 9546 | 11653
1486 | 9546 | 11650
1487 | 9545 | 11649
1488 | 9544 | 11648
1489 | 9540 | 11647
1490 | 9538 | 11642
1491 | 9536 | 11640
1492 | 9535 | 11640
1493 | 9534 | 11640
1494 | 9532 | 11637
1495 | 9531 | 11637
1496 | 9531 | 11636
1497 | 9530 | 11633
1498 | 9530 | 11633
1499 | 9529 | 11632
1500 | 9529 | 11632
1501 | 9525 | 11627
1502 | 9520 | 11626
1503 | 9519 | 11624
1504 | 9516 | 11624
1505 | 9515 | 11622
1506 | 9513 | 11620
1507 | 9512 | 11617
1508 | 9512 | 11616
1509 | 9510 | 11615
1510 | 9509 | 11612
1511 | 9509 | 11612
1512 | 9503 | 11612
1513 | 9501 | 11611
1514 | 9501 | 11610
1515 | 9499 | 11607
1516 | 9496 | 11605
1517 | 9496 | 11604
1518 | 9495 | 11603
1519 | 9494 | 11603
1520 | 9483 | 11601
1521 | 9475 | 11601
1522 | 9475 | 11599
1523 | 9474 | 11599
1524 | 9472 | 11592
1525 | 9471 | 11590
1526 | 9471 | 11590
1527 | 9469 | 11590
1528 | 9464 | 11588
1529 | 9463 | 11588
1530 | 9462 | 11587
1531 | 9462 | 11587
1532 | 9462 | 11587
1533 | 9462 | 11586
1534 | 9462 | 11582
1535 | 9457 | 11582
1536 | 9454 | 11581
1537 | 9453 | 11581
1538 | 9452 | 11579
1539 | 9450 | 11579
1540 | 9448 | 11578
1541 | 9448 | 11577
1542 | 9448 | 11577
1543 | 9444 | 11577
1544 | 9444 | 11576
1545 | 9442 | 11576
1546 | 9442 | 11575
1547 | 9439 | 11575
1548 | 9435 | 11574
1549 | 9434 | 11572
1550 | 9434 | 11568
1551 | 9430 | 11568
1552 | 9425 | 11565
1553 | 9425 | 11565
1554 | 9423 | 11564
1555 | 9422 | 11564
1556 | 9420 | 11563
1557 | 9418 | 11563
1558 | 9418 | 11562
1559 | 9418 | 11562
1560 | 9417 | 11560
1561 | 9417 | 11559
1562 | 9399 | 11558
1563 | 9398 | 11557
1564 | 9397 | 11556
1565 | 9397 | 11554
1566 | 9397 | 11553
1567 | 9394 | 11549
1568 | 9390 | 11549
1569 | 9389 | 11547
1570 | 9388 | 11546
1571 | 9386 | 11539
1572 | 9384 | 11538
1573 | 9383 | 11537
1574 | 9383 | 11535
1575 | 9382 | 11533
1576 | 9381 | 11526
1577 | 9381 | 11525
1578 | 9381 | 11511
1579 | 9376 | 11507
1580 | 9375 | 11506
1581 | 9375 | 11501
1582 | 9375 | 11501
1583 | 9375 | 11499
1584 | 9371 | 11499
1585 | 9370 | 11499
1586 | 9365 | 11496
1587 | 9365 | 11494
1588 | 9362 | 11490
1589 | 9362 | 11490
1590 | 9361 | 11490
1591 | 9361 | 11488
1592 | 9360 | 11488
1593 | 9353 | 11488
1594 | 9353 | 11486
1595 | 9352 | 11486
1596 | 9351 | 11484
1597 | 9343 | 11481
1598 | 9343 | 11481
1599 | 9342 | 11481
1600 | 9340 | 11479
1601 | 9339 | 11479
1602 | 9334 | 11477
1603 | 9331 | 11477
1604 | 9330 | 11476
1605 | 9325 | 11474
1606 | 9323 | 11474
1607 | 9321 | 11472
1608 | 9317 | 11472
1609 | 9317 | 11471
1610 | 9317 | 11470
1611 | 9314 | 11470
1612 | 9314 | 11467
1613 | 9313 | 11464
1614 | 9313 | 11463
1615 | 9313 | 11461
1616 | 9310 | 11459
1617 | 9308 | 11459
1618 | 9308 | 11455
1619 | 9306 | 11455
1620 | 9305 | 11454
1621 | 9303 | 11452
1622 | 9302 | 11452
1623 | 9297 | 11451
1624 | 9296 | 11451
1625 | 9295 | 11450
1626 | 9295 | 11449
1627 | 9295 | 11446
1628 | 9295 | 11446
1629 | 9291 | 11444
1630 | 9288 | 11443
1631 | 9287 | 11442
1632 | 9282 | 11441
1633 | 9282 | 11441
1634 | 9282 | 11438
1635 | 9281 | 11436
1636 | 9281 | 11434
1637 | 9280 | 11429
1638 | 9279 | 11429
1639 | 9278 | 11428
1640 | 9274 | 11426
1641 | 9271 | 11426
1642 | 9271 | 11425
1643 | 9270 | 11425
1644 | 9268 | 11424
1645 | 9267 | 11423
1646 | 9265 | 11419
1647 | 9265 | 11415
1648 | 9265 | 11414
1649 | 9263 | 11411
1650 | 9263 | 11410
1651 | 9261 | 11409
1652 | 9259 | 11409
1653 | 9258 | 11408
1654 | 9256 | 11407
1655 | 9254 | 11407
1656 | 9244 | 11406
1657 | 9241 | 11405
1658 | 9238 | 11404
1659 | 9235 | 11403
1660 | 9234 | 11403
1661 | 9231 | 11400
1662 | 9230 | 11398
1663 | 9226 | 11396
1664 | 9223 | 11396
1665 | 9221 | 11394
1666 | 9221 | 11393
1667 | 9219 | 11390
1668 | 9214 | 11389
1669 | 9213 | 11387
1670 | 9211 | 11385
1671 | 9207 | 11381
1672 | 9206 | 11381
1673 | 9204 | 11380
1674 | 9203 | 11378
1675 | 9201 | 11373
1676 | 9199 | 11370
1677 | 9198 | 11368
1678 | 9194 | 11366
1679 | 9194 | 11366
1680 | 9193 | 11366
1681 | 9186 | 11364
1682 | 9185 | 11364
1683 | 9185 | 11363
1684 | 9185 | 11361
1685 | 9182 | 11360
1686 | 9180 | 11359
1687 | 9180 | 11353
1688 | 9180 | 11352
1689 | 9180 | 11351
1690 | 9179 | 11349
1691 | 9176 | 11345
1692 | 9175 | 11345
1693 | 9175 | 11344
1694 | 9174 | 11344
1695 | 9174 | 11341
1696 | 9173 | 11340
1697 | 9171 | 11339
1698 | 9169 | 11338
1699 | 9162 | 11335
1700 | 9160 | 11331
1701 | 9160 | 11330
1702 | 9153 | 11327
1703 | 9149 | 11326
1704 | 9148 | 11326
1705 | 9145 | 11325
1706 | 9144 | 11325
1707 | 9139 | 11324
1708 | 9138 | 11320
1709 | 9133 | 11318
1710 | 9133 | 11318
1711 | 9131 | 11317
1712 | 9130 | 11317
1713 | 9128 | 11316
1714 | 9128 | 11315
1715 | 9123 | 11313
1716 | 9120 | 11311
1717 | 9120 | 11310
1718 | 9119 | 11309
1719 | 9118 | 11306
1720 | 9117 | 11305
1721 | 9116 | 11304
1722 | 9113 | 11300
1723 | 9111 | 11299
1724 | 9110 | 11295
1725 | 9107 | 11290
1726 | 9105 | 11290
1727 | 9104 | 11288
1728 | 9103 | 11287
1729 | 9100 | 11284
1730 | 9099 | 11284
1731 | 9099 | 11283
1732 | 9099 | 11282
1733 | 9096 | 11277
1734 | 9088 | 11276
1735 | 9086 | 11275
1736 | 9086 | 11274
1737 | 9080 | 11274
1738 | 9080 | 11272
1739 | 9078 | 11271
1740 | 9078 | 11271
1741 | 9073 | 11269
1742 | 9072 | 11269
1743 | 9071 | 11268
1744 | 9070 | 11267
1745 | 9070 | 11267
1746 | 9069 | 11266
1747 | 9068 | 11263
1748 | 9066 | 11263
1749 | 9065 | 11263
1750 | 9064 | 11258
1751 | 9063 | 11256
1752 | 9063 | 11256
1753 | 9062 | 11256
1754 | 9061 | 11255
1755 | 9060 | 11253
1756 | 9059 | 11253
1757 | 9056 | 11252
1758 | 9056 | 11251
1759 | 9055 | 11251
1760 | 9054 | 11246
1761 | 9053 | 11246
1762 | 9050 | 11244
1763 | 9046 | 11244
1764 | 9044 | 11244
1765 | 9042 | 11241
1766 | 9041 | 11241
1767 | 9041 | 11240
1768 | 9037 | 11238
1769 | 9036 | 11236
1770 | 9034 | 11236
1771 | 9033 | 11235
1772 | 9027 | 11230
1773 | 9027 | 11229
1774 | 9026 | 11226
1775 | 9026 | 11225
1776 | 9025 | 11224
1777 | 9025 | 11223
1778 | 9024 | 11223
1779 | 9023 | 11218
1780 | 9018 | 11217
1781 | 9017 | 11210
1782 | 9017 | 11210
1783 | 9014 | 11209
1784 | 9013 | 11207
1785 | 9012 | 11205
1786 | 9011 | 11205
1787 | 9009 | 11202
1788 | 9006 | 11201
1789 | 9006 | 11201
1790 | 9001 | 11200
1791 | 9000 | 11200
1792 | 9000 | 11200
1793 | 8999 | 11197
1794 | 8999 | 11194
1795 | 8999 | 11192
1796 | 8998 | 11189
1797 | 8997 | 11186
1798 | 8992 | 11184
1799 | 8992 | 11183
1800 | 8991 | 11183
1801 | 8989 | 11182
1802 | 8989 | 11181
1803 | 8989 | 11181
1804 | 8984 | 11180
1805 | 8984 | 11177
1806 | 8983 | 11176
1807 | 8977 | 11175
1808 | 8974 | 11174
1809 | 8974 | 11173
1810 | 8972 | 11172
1811 | 8972 | 11170
1812 | 8971 | 11170
1813 | 8970 | 11170
1814 | 8969 | 11168
1815 | 8969 | 11168
1816 | 8968 | 11166
1817 | 8966 | 11166
1818 | 8965 | 11165
1819 | 8965 | 11164
1820 | 8964 | 11164
1821 | 8960 | 11158
1822 | 8959 | 11153
1823 | 8959 | 11152
1824 | 8958 | 11152
1825 | 8958 | 11150
1826 | 8957 | 11150
1827 | 8957 | 11144
1828 | 8957 | 11143
1829 | 8955 | 11142
1830 | 8954 | 11140
1831 | 8953 | 11137
1832 | 8952 | 11137
1833 | 8949 | 11136
1834 | 8944 | 11136
1835 | 8943 | 11134
1836 | 8943 | 11134
1837 | 8940 | 11134
1838 | 8939 | 11124
1839 | 8937 | 11123
1840 | 8936 | 11122
1841 | 8934 | 11121
1842 | 8934 | 11119
1843 | 8933 | 11119
1844 | 8930 | 11116
1845 | 8930 | 11116
1846 | 8929 | 11115
1847 | 8928 | 11115
1848 | 8925 | 11114
1849 | 8925 | 11114
1850 | 8921 | 11114
1851 | 8920 | 11112
1852 | 8920 | 11109
1853 | 8919 | 11106
1854 | 8917 | 11101
1855 | 8914 | 11100
1856 | 8913 | 11100
1857 | 8911 | 11097
1858 | 8907 | 11097
1859 | 8905 | 11096
1860 | 8904 | 11093
1861 | 8903 | 11091
1862 | 8903 | 11090
1863 | 8901 | 11087
1864 | 8899 | 11086
1865 | 8897 | 11085
1866 | 8891 | 11083
1867 | 8890 | 11081
1868 | 8886 | 11081
1869 | 8885 | 11080
1870 | 8884 | 11078
1871 | 8880 | 11078
1872 | 8873 | 11075
1873 | 8872 | 11075
1874 | 8872 | 11074
1875 | 8872 | 11073
1876 | 8871 | 11073
1877 | 8871 | 11071
1878 | 8868 | 11069
1879 | 8867 | 11068
1880 | 8867 | 11067
1881 | 8866 | 11065
1882 | 8862 | 11065
1883 | 8861 | 11062
1884 | 8859 | 11060
1885 | 8858 | 11059
1886 | 8857 | 11051
1887 | 8855 | 11050
1888 | 8854 | 11050
1889 | 8852 | 11049
1890 | 8851 | 11049
1891 | 8851 | 11046
1892 | 8847 | 11046
1893 | 8843 | 11046
1894 | 8841 | 11045
1895 | 8840 | 11041
1896 | 8839 | 11040
1897 | 8837 | 11037
1898 | 8835 | 11037
1899 | 8830 | 11034
1900 | 8829 | 11033
1901 | 8827 | 11033
1902 | 8826 | 11032
1903 | 8826 | 11031
1904 | 8826 | 11030
1905 | 8824 | 11029
1906 | 8822 | 11028
1907 | 8819 | 11022
1908 | 8818 | 11022
1909 | 8817 | 11022
1910 | 8816 | 11021
1911 | 8814 | 11018
1912 | 8813 | 11016
1913 | 8807 | 11015
1914 | 8807 | 11015
1915 | 8806 | 11014
1916 | 8806 | 11013
1917 | 8806 | 11012
1918 | 8805 | 11012
1919 | 8805 | 11010
1920 | 8805 | 11005
1921 | 8803 | 11004
1922 | 8803 | 11004
1923 | 8802 | 11002
1924 | 8795 | 10999
1925 | 8792 | 10998
1926 | 8791 | 10998
1927 | 8790 | 10997
1928 | 8789 | 10997
1929 | 8788 | 10995
1930 | 8787 | 10994
1931 | 8786 | 10994
1932 | 8785 | 10993
1933 | 8783 | 10992
1934 | 8782 | 10984
1935 | 8778 | 10984
1936 | 8776 | 10982
1937 | 8774 | 10981
1938 | 8773 | 10980
1939 | 8769 | 10980
1940 | 8768 | 10978
1941 | 8766 | 10975
1942 | 8765 | 10974
1943 | 8763 | 10974
1944 | 8763 | 10973
1945 | 8763 | 10969
1946 | 8763 | 10968
1947 | 8752 | 10967
1948 | 8751 | 10966
1949 | 8751 | 10965
1950 | 8749 | 10965
1951 | 8749 | 10962
1952 | 8743 | 10962
1953 | 8742 | 10954
1954 | 8741 | 10954
1955 | 8740 | 10952
1956 | 8740 | 10950
1957 | 8738 | 10948
1958 | 8737 | 10945
1959 | 8734 | 10943
1960 | 8733 | 10942
1961 | 8733 | 10939
1962 | 8733 | 10939
1963 | 8731 | 10939
1964 | 8728 | 10938
1965 | 8727 | 10938
1966 | 8727 | 10937
1967 | 8726 | 10936
1968 | 8725 | 10936
1969 | 8718 | 10934
1970 | 8718 | 10933
1971 | 8717 | 10930
1972 | 8717 | 10927
1973 | 8716 | 10927
1974 | 8713 | 10924
1975 | 8713 | 10923
1976 | 8711 | 10922
1977 | 8710 | 10922
1978 | 8706 | 10921
1979 | 8704 | 10921
1980 | 8703 | 10921
1981 | 8701 | 10920
1982 | 8701 | 10919
1983 | 8699 | 10919
1984 | 8699 | 10918
1985 | 8697 | 10917
1986 | 8696 | 10916
1987 | 8696 | 10915
1988 | 8695 | 10914
1989 | 8694 | 10914
1990 | 8692 | 10913
1991 | 8688 | 10913
1992 | 8687 | 10909
1993 | 8686 | 10909
1994 | 8684 | 10908
1995 | 8683 | 10907
1996 | 8683 | 10906
1997 | 8682 | 10906
1998 | 8682 | 10902
1999 | 8679 | 10901
2000 | 8679 | 10896
2001 | 8678 | 10895
2002 | 8678 | 10895
2003 | 8678 | 10890
2004 | 8677 | 10890
2005 | 8672 | 10890
2006 | 8671 | 10888
2007 | 8670 | 10887
2008 | 8668 | 10884
2009 | 8668 | 10884
2010 | 8668 | 10881
2011 | 8667 | 10881
2012 | 8665 | 10880
2013 | 8663 | 10880
2014 | 8657 | 10879
2015 | 8656 | 10877
2016 | 8656 | 10875
2017 | 8656 | 10875
2018 | 8655 | 10875
2019 | 8654 | 10874
2020 | 8650 | 10874
2021 | 8649 | 10872
2022 | 8648 | 10872
2023 | 8648 | 10871
2024 | 8646 | 10871
2025 | 8645 | 10869
2026 | 8643 | 10869
2027 | 8643 | 10868
2028 | 8641 | 10865
2029 | 8640 | 10863
2030 | 8640 | 10863
2031 | 8640 | 10862
2032 | 8639 | 10861
2033 | 8638 | 10861
2034 | 8636 | 10860
2035 | 8635 | 10860
2036 | 8634 | 10859
2037 | 8632 | 10858
2038 | 8632 | 10858
2039 | 8630 | 10857
2040 | 8628 | 10856
2041 | 8624 | 10856
2042 | 8621 | 10854
2043 | 8620 | 10853
2044 | 8619 | 10850
2045 | 8617 | 10849
2046 | 8615 | 10848
2047 | 8614 | 10847
2048 | 8613 | 10847
2049 | 8612 | 10843
2050 | 8611 | 10842
2051 | 8606 | 10841
2052 | 8604 | 10841
2053 | 8602 | 10840
2054 | 8602 | 10840
2055 | 8600 | 10839
2056 | 8599 | 10836
2057 | 8599 | 10836
2058 | 8598 | 10836
2059 | 8595 | 10834
2060 | 8593 | 10834
2061 | 8590 | 10830
2062 | 8587 | 10829
2063 | 8586 | 10829
2064 | 8585 | 10829
2065 | 8582 | 10828
2066 | 8580 | 10828
2067 | 8579 | 10828
2068 | 8578 | 10827
2069 | 8577 | 10827
2070 | 8576 | 10826
2071 | 8576 | 10825
2072 | 8576 | 10824
2073 | 8576 | 10823
2074 | 8575 | 10823
2075 | 8575 | 10822
2076 | 8572 | 10818
2077 | 8571 | 10815
2078 | 8570 | 10815
2079 | 8570 | 10815
2080 | 8567 | 10813
2081 | 8566 | 10813
2082 | 8566 | 10810
2083 | 8566 | 10810
2084 | 8565 | 10809
2085 | 8563 | 10809
2086 | 8562 | 10808
2087 | 8561 | 10807
2088 | 8560 | 10806
2089 | 8560 | 10802
2090 | 8559 | 10802
2091 | 8555 | 10801
2092 | 8555 | 10801
2093 | 8554 | 10801
2094 | 8553 | 10800
2095 | 8551 | 10799
2096 | 8550 | 10795
2097 | 8549 | 10793
2098 | 8544 | 10792
2099 | 8544 | 10792
2100 | 8537 | 10791
2101 | 8535 | 10791
2102 | 8534 | 10790
2103 | 8530 | 10789
2104 | 8527 | 10789
2105 | 8527 | 10788
2106 | 8525 | 10787
2107 | 8525 | 10785
2108 | 8525 | 10785
2109 | 8523 | 10785
2110 | 8522 | 10782
2111 | 8520 | 10781
2112 | 8519 | 10779
2113 | 8518 | 10777
2114 | 8518 | 10775
2115 | 8518 | 10775
2116 | 8516 | 10774
2117 | 8516 | 10774
2118 | 8516 | 10773
2119 | 8515 | 10773
2120 | 8512 | 10772
2121 | 8507 | 10772
2122 | 8507 | 10771
2123 | 8504 | 10764
2124 | 8503 | 10764
2125 | 8502 | 10764
2126 | 8501 | 10764
2127 | 8501 | 10763
2128 | 8501 | 10763
2129 | 8500 | 10763
2130 | 8499 | 10762
2131 | 8498 | 10761
2132 | 8496 | 10758
2133 | 8495 | 10756
2134 | 8494 | 10755
2135 | 8494 | 10753
2136 | 8494 | 10753
2137 | 8494 | 10753
2138 | 8492 | 10752
2139 | 8491 | 10752
2140 | 8491 | 10751
2141 | 8491 | 10748
2142 | 8488 | 10743
2143 | 8486 | 10742
2144 | 8486 | 10741
2145 | 8485 | 10739
2146 | 8485 | 10739
2147 | 8483 | 10736
2148 | 8482 | 10736
2149 | 8481 | 10735
2150 | 8480 | 10735
2151 | 8478 | 10735
2152 | 8478 | 10733
2153 | 8477 | 10732
2154 | 8476 | 10729
2155 | 8475 | 10729
2156 | 8471 | 10728
2157 | 8468 | 10728
2158 | 8467 | 10728
2159 | 8466 | 10726
2160 | 8460 | 10726
2161 | 8458 | 10723
2162 | 8458 | 10723
2163 | 8457 | 10723
2164 | 8457 | 10722
2165 | 8456 | 10721
2166 | 8451 | 10720
2167 | 8451 | 10720
2168 | 8450 | 10720
2169 | 8449 | 10719
2170 | 8448 | 10719
2171 | 8448 | 10719
2172 | 8447 | 10718
2173 | 8446 | 10717
2174 | 8444 | 10716
2175 | 8444 | 10711
2176 | 8444 | 10709
2177 | 8443 | 10708
2178 | 8441 | 10707
2179 | 8439 | 10707
2180 | 8437 | 10706
2181 | 8436 | 10706
2182 | 8434 | 10706
2183 | 8434 | 10706
2184 | 8432 | 10698
2185 | 8431 | 10697
2186 | 8431 | 10697
2187 | 8429 | 10696
2188 | 8429 | 10692
2189 | 8428 | 10687
2190 | 8425 | 10684
2191 | 8425 | 10683
2192 | 8423 | 10680
2193 | 8423 | 10680
2194 | 8422 | 10677
2195 | 8421 | 10676
2196 | 8420 | 10675
2197 | 8420 | 10674
2198 | 8418 | 10673
2199 | 8418 | 10672
2200 | 8417 | 10670
2201 | 8416 | 10670
2202 | 8414 | 10669
2203 | 8413 | 10667
2204 | 8409 | 10665
2205 | 8407 | 10663
2206 | 8405 | 10662
2207 | 8401 | 10661
2208 | 8400 | 10660
2209 | 8398 | 10660
2210 | 8396 | 10659
2211 | 8395 | 10659
2212 | 8394 | 10657
2213 | 8393 | 10655
2214 | 8391 | 10654
2215 | 8389 | 10653
2216 | 8388 | 10652
2217 | 8387 | 10651
2218 | 8387 | 10649
2219 | 8385 | 10649
2220 | 8384 | 10649
2221 | 8384 | 10648
2222 | 8383 | 10648
2223 | 8381 | 10647
2224 | 8380 | 10647
2225 | 8377 | 10646
2226 | 8369 | 10646
2227 | 8369 | 10643
2228 | 8367 | 10643
2229 | 8366 | 10642
2230 | 8365 | 10641
2231 | 8365 | 10640
2232 | 8364 | 10637
2233 | 8364 | 10635
2234 | 8363 | 10635
2235 | 8363 | 10634
2236 | 8363 | 10634
2237 | 8361 | 10633
2238 | 8360 | 10631
2239 | 8360 | 10630
2240 | 8358 | 10630
2241 | 8357 | 10629
2242 | 8355 | 10629
2243 | 8355 | 10628
2244 | 8355 | 10628
2245 | 8354 | 10627
2246 | 8353 | 10623
2247 | 8352 | 10622
2248 | 8351 | 10621
2249 | 8350 | 10620
2250 | 8349 | 10620
2251 | 8343 | 10619
2252 | 8341 | 10619
2253 | 8339 | 10619
2254 | 8338 | 10617
2255 | 8337 | 10616
2256 | 8336 | 10613
2257 | 8335 | 10613
2258 | 8333 | 10611
2259 | 8332 | 10610
2260 | 8332 | 10610
2261 | 8329 | 10609
2262 | 8328 | 10609
2263 | 8327 | 10609
2264 | 8326 | 10608
2265 | 8325 | 10604
2266 | 8323 | 10603
2267 | 8323 | 10600
2268 | 8323 | 10600
2269 | 8323 | 10600
2270 | 8322 | 10599
2271 | 8321 | 10598
2272 | 8318 | 10597
2273 | 8314 | 10596
2274 | 8314 | 10595
2275 | 8314 | 10595
2276 | 8312 | 10592
2277 | 8310 | 10591
2278 | 8309 | 10588
2279 | 8309 | 10588
2280 | 8308 | 10587
2281 | 8307 | 10586
2282 | 8300 | 10584
2283 | 8300 | 10584
2284 | 8296 | 10583
2285 | 8296 | 10583
2286 | 8295 | 10583
2287 | 8294 | 10583
2288 | 8293 | 10580
2289 | 8290 | 10579
2290 | 8290 | 10579
2291 | 8289 | 10577
2292 | 8288 | 10575
2293 | 8287 | 10574
2294 | 8285 | 10574
2295 | 8285 | 10572
2296 | 8284 | 10572
2297 | 8280 | 10569
2298 | 8280 | 10569
2299 | 8279 | 10567
2300 | 8266 | 10566
2301 | 8264 | 10566
2302 | 8262 | 10565
2303 | 8262 | 10564
2304 | 8259 | 10563
2305 | 8259 | 10563
2306 | 8255 | 10563
2307 | 8254 | 10559
2308 | 8253 | 10559
2309 | 8252 | 10558
2310 | 8252 | 10557
2311 | 8248 | 10557
2312 | 8246 | 10555
2313 | 8243 | 10554
2314 | 8243 | 10554
2315 | 8242 | 10552
2316 | 8240 | 10546
2317 | 8240 | 10546
2318 | 8239 | 10542
2319 | 8239 | 10542
2320 | 8239 | 10542
2321 | 8238 | 10538
2322 | 8238 | 10537
2323 | 8237 | 10537
2324 | 8237 | 10535
2325 | 8236 | 10530
2326 | 8231 | 10528
2327 | 8229 | 10526
2328 | 8228 | 10526
2329 | 8226 | 10525
2330 | 8225 | 10524
2331 | 8221 | 10522
2332 | 8220 | 10521
2333 | 8218 | 10520
2334 | 8216 | 10520
2335 | 8216 | 10519
2336 | 8214 | 10515
2337 | 8210 | 10514
2338 | 8210 | 10510
2339 | 8205 | 10509
2340 | 8204 | 10507
2341 | 8202 | 10507
2342 | 8201 | 10507
2343 | 8201 | 10506
2344 | 8197 | 10505
2345 | 8196 | 10503
2346 | 8196 | 10502
2347 | 8195 | 10501
2348 | 8192 | 10500
2349 | 8191 | 10498
2350 | 8191 | 10498
2351 | 8189 | 10498
2352 | 8188 | 10497
2353 | 8188 | 10495
2354 | 8187 | 10494
2355 | 8186 | 10493
2356 | 8185 | 10490
2357 | 8184 | 10490
2358 | 8184 | 10490
2359 | 8184 | 10489
2360 | 8183 | 10488
2361 | 8182 | 10486
2362 | 8181 | 10477
2363 | 8180 | 10477
2364 | 8179 | 10476
2365 | 8179 | 10476
2366 | 8178 | 10475
2367 | 8175 | 10471
2368 | 8172 | 10471
2369 | 8170 | 10470
2370 | 8168 | 10469
2371 | 8166 | 10468
2372 | 8162 | 10468
2373 | 8161 | 10468
2374 | 8160 | 10468
2375 | 8157 | 10467
2376 | 8153 | 10467
2377 | 8152 | 10466
2378 | 8152 | 10466
2379 | 8152 | 10466
2380 | 8147 | 10466
2381 | 8147 | 10465
2382 | 8146 | 10465
2383 | 8146 | 10464
2384 | 8144 | 10464
2385 | 8143 | 10464
2386 | 8142 | 10463
2387 | 8140 | 10462
2388 | 8140 | 10461
2389 | 8140 | 10460
2390 | 8138 | 10460
2391 | 8138 | 10459
2392 | 8137 | 10456
2393 | 8135 | 10455
2394 | 8133 | 10453
2395 | 8131 | 10452
2396 | 8130 | 10451
2397 | 8130 | 10450
2398 | 8129 | 10449
2399 | 8129 | 10448
2400 | 8128 | 10448
2401 | 8127 | 10447
2402 | 8127 | 10447
2403 | 8120 | 10446
2404 | 8117 | 10446
2405 | 8116 | 10445
2406 | 8114 | 10445
2407 | 8114 | 10445
2408 | 8114 | 10443
2409 | 8111 | 10443
2410 | 8111 | 10441
2411 | 8111 | 10441
2412 | 8110 | 10436
2413 | 8107 | 10435
2414 | 8106 | 10435
2415 | 8106 | 10434
2416 | 8105 | 10433
2417 | 8105 | 10429
2418 | 8104 | 10428
2419 | 8104 | 10426
2420 | 8103 | 10424
2421 | 8102 | 10421
2422 | 8102 | 10421
2423 | 8101 | 10417
2424 | 8099 | 10415
2425 | 8098 | 10414
2426 | 8094 | 10412
2427 | 8092 | 10410
2428 | 8092 | 10404
2429 | 8090 | 10402
2430 | 8086 | 10401
2431 | 8083 | 10400
2432 | 8082 | 10398
2433 | 8082 | 10397
2434 | 8080 | 10397
2435 | 8079 | 10397
2436 | 8074 | 10396
2437 | 8073 | 10395
2438 | 8072 | 10394
2439 | 8072 | 10394
2440 | 8070 | 10391
2441 | 8069 | 10391
2442 | 8068 | 10391
2443 | 8067 | 10391
2444 | 8063 | 10389
2445 | 8061 | 10389
2446 | 8061 | 10388
2447 | 8059 | 10388
2448 | 8059 | 10385
2449 | 8056 | 10382
2450 | 8055 | 10382
2451 | 8055 | 10381
2452 | 8053 | 10380
2453 | 8045 | 10379
2454 | 8045 | 10379
2455 | 8044 | 10378
2456 | 8043 | 10377
2457 | 8042 | 10374
2458 | 8039 | 10372
2459 | 8036 | 10366
2460 | 8035 | 10365
2461 | 8035 | 10364
2462 | 8031 | 10360
2463 | 8030 | 10360
2464 | 8028 | 10356
2465 | 8025 | 10355
2466 | 8024 | 10354
2467 | 8022 | 10354
2468 | 8022 | 10353
2469 | 8021 | 10350
2470 | 8009 | 10350
2471 | 8008 | 10349
2472 | 8008 | 10348
2473 | 8007 | 10345
2474 | 8005 | 10341
2475 | 8003 | 10340
2476 | 8003 | 10339
2477 | 8002 | 10339
2478 | 8000 | 10338
2479 | 7997 | 10338
2480 | 7996 | 10337
2481 | 7996 | 10335
2482 | 7992 | 10334
2483 | 7992 | 10332
2484 | 7991 | 10331
2485 | 7990 | 10324
2486 | 7989 | 10323
2487 | 7987 | 10322
2488 | 7987 | 10321
2489 | 7984 | 10320
2490 | 7980 | 10320
2491 | 7980 | 10320
2492 | 7979 | 10319
2493 | 7977 | 10318
2494 | 7976 | 10317
2495 | 7976 | 10317
2496 | 7975 | 10315
2497 | 7974 | 10314
2498 | 7974 | 10314
2499 | 7974 | 10314
2500 | 7972 | 10311
2501 | 7970 | 10308
2502 | 7968 | 10306
2503 | 7967 | 10305
2504 | 7967 | 10304
2505 | 7966 | 10304
2506 | 7964 | 10302
2507 | 7963 | 10301
2508 | 7963 | 10301
2509 | 7961 | 10301
2510 | 7961 | 10299
2511 | 7956 | 10297
2512 | 7955 | 10295
2513 | 7955 | 10295
2514 | 7954 | 10291
2515 | 7954 | 10287
2516 | 7952 | 10287
2517 | 7951 | 10286
2518 | 7950 | 10286
2519 | 7948 | 10285
2520 | 7947 | 10281
2521 | 7947 | 10281
2522 | 7946 | 10280
2523 | 7946 | 10279
2524 | 7944 | 10279
2525 | 7944 | 10278
2526 | 7943 | 10278
2527 | 7941 | 10275
2528 | 7941 | 10274
2529 | 7941 | 10273
2530 | 7940 | 10272
2531 | 7939 | 10271
2532 | 7939 | 10270
2533 | 7938 | 10269
2534 | 7938 | 10268
2535 | 7937 | 10267
2536 | 7937 | 10266
2537 | 7936 | 10263
2538 | 7928 | 10262
2539 | 7927 | 10262
2540 | 7925 | 10261
2541 | 7924 | 10261
2542 | 7924 | 10259
2543 | 7923 | 10259
2544 | 7922 | 10257
2545 | 7921 | 10256
2546 | 7919 | 10256
2547 | 7918 | 10256
2548 | 7916 | 10253
2549 | 7915 | 10252
2550 | 7915 | 10250
2551 | 7914 | 10250
2552 | 7913 | 10249
2553 | 7912 | 10249
2554 | 7911 | 10246
2555 | 7910 | 10245
2556 | 7909 | 10245
2557 | 7908 | 10244
2558 | 7907 | 10244
2559 | 7907 | 10237
2560 | 7904 | 10237
2561 | 7902 | 10234
2562 | 7902 | 10231
2563 | 7901 | 10230
2564 | 7899 | 10229
2565 | 7898 | 10229
2566 | 7893 | 10228
2567 | 7892 | 10228
2568 | 7892 | 10225
2569 | 7890 | 10224
2570 | 7889 | 10222
2571 | 7889 | 10222
2572 | 7888 | 10221
2573 | 7885 | 10221
2574 | 7885 | 10220
2575 | 7884 | 10219
2576 | 7883 | 10219
2577 | 7881 | 10216
2578 | 7878 | 10216
2579 | 7877 | 10216
2580 | 7874 | 10212
2581 | 7873 | 10211
2582 | 7873 | 10211
2583 | 7871 | 10210
2584 | 7870 | 10209
2585 | 7868 | 10207
2586 | 7868 | 10207
2587 | 7867 | 10205
2588 | 7866 | 10205
2589 | 7866 | 10204
2590 | 7864 | 10203
2591 | 7863 | 10202
2592 | 7861 | 10202
2593 | 7861 | 10202
2594 | 7859 | 10200
2595 | 7858 | 10200
2596 | 7856 | 10199
2597 | 7854 | 10195
2598 | 7853 | 10195
2599 | 7852 | 10195
2600 | 7851 | 10195
2601 | 7851 | 10194
2602 | 7849 | 10192
2603 | 7849 | 10190
2604 | 7848 | 10190
2605 | 7847 | 10189
2606 | 7846 | 10187
2607 | 7843 | 10183
2608 | 7838 | 10182
2609 | 7838 | 10181
2610 | 7838 | 10181
2611 | 7838 | 10179
2612 | 7836 | 10178
2613 | 7835 | 10176
2614 | 7834 | 10176
2615 | 7833 | 10174
2616 | 7832 | 10174
2617 | 7827 | 10173
2618 | 7826 | 10172
2619 | 7823 | 10172
2620 | 7821 | 10171
2621 | 7819 | 10171
2622 | 7817 | 10169
2623 | 7815 | 10163
2624 | 7813 | 10162
2625 | 7810 | 10162
2626 | 7810 | 10161
2627 | 7809 | 10157
2628 | 7805 | 10157
2629 | 7805 | 10157
2630 | 7804 | 10156
2631 | 7804 | 10154
2632 | 7799 | 10153
2633 | 7799 | 10151
2634 | 7797 | 10151
2635 | 7795 | 10146
2636 | 7794 | 10145
2637 | 7792 | 10144
2638 | 7791 | 10144
2639 | 7789 | 10143
2640 | 7789 | 10142
2641 | 7788 | 10141
2642 | 7788 | 10139
2643 | 7788 | 10138
2644 | 7784 | 10136
2645 | 7783 | 10134
2646 | 7782 | 10134
2647 | 7782 | 10130
2648 | 7781 | 10128
2649 | 7780 | 10128
2650 | 7778 | 10128
2651 | 7778 | 10127
2652 | 7775 | 10124
2653 | 7773 | 10124
2654 | 7773 | 10123
2655 | 7771 | 10122
2656 | 7770 | 10121
2657 | 7770 | 10121
2658 | 7766 | 10119
2659 | 7766 | 10118
2660 | 7765 | 10117
2661 | 7765 | 10117
2662 | 7762 | 10116
2663 | 7761 | 10115
2664 | 7761 | 10109
2665 | 7760 | 10109
2666 | 7760 | 10108
2667 | 7760 | 10108
2668 | 7759 | 10104
2669 | 7758 | 10104
2670 | 7758 | 10101
2671 | 7758 | 10098
2672 | 7754 | 10098
2673 | 7752 | 10098
2674 | 7750 | 10098
2675 | 7749 | 10092
2676 | 7748 | 10091
2677 | 7746 | 10090
2678 | 7743 | 10088
2679 | 7743 | 10086
2680 | 7742 | 10086
2681 | 7740 | 10084
2682 | 7738 | 10082
2683 | 7738 | 10080
2684 | 7737 | 10080
2685 | 7734 | 10080
2686 | 7732 | 10079
2687 | 7730 | 10078
2688 | 7729 | 10078
2689 | 7728 | 10076
2690 | 7727 | 10074
2691 | 7724 | 10074
2692 | 7724 | 10073
2693 | 7720 | 10073
2694 | 7719 | 10073
2695 | 7719 | 10072
2696 | 7718 | 10072
2697 | 7718 | 10072
2698 | 7718 | 10070
2699 | 7717 | 10068
2700 | 7716 | 10067
2701 | 7715 | 10066
2702 | 7715 | 10065
2703 | 7714 | 10063
2704 | 7711 | 10062
2705 | 7711 | 10061
2706 | 7706 | 10061
2707 | 7704 | 10060
2708 | 7703 | 10058
2709 | 7702 | 10058
2710 | 7701 | 10056
2711 | 7701 | 10053
2712 | 7700 | 10053
2713 | 7700 | 10052
2714 | 7697 | 10046
2715 | 7697 | 10046
2716 | 7695 | 10045
2717 | 7694 | 10042
2718 | 7693 | 10042
2719 | 7688 | 10041
2720 | 7687 | 10041
2721 | 7687 | 10041
2722 | 7684 | 10040
2723 | 7683 | 10039
2724 | 7682 | 10036
2725 | 7677 | 10036
2726 | 7676 | 10035
2727 | 7673 | 10034
2728 | 7673 | 10034
2729 | 7670 | 10031
2730 | 7668 | 10029
2731 | 7668 | 10024
2732 | 7667 | 10024
2733 | 7666 | 10023
2734 | 7665 | 10021
2735 | 7665 | 10019
2736 | 7664 | 10019
2737 | 7664 | 10017
2738 | 7660 | 10013
2739 | 7658 | 10011
2740 | 7658 | 10009
2741 | 7656 | 10007
2742 | 7655 | 10004
2743 | 7655 | 10002
2744 | 7655 | 10001
2745 | 7652 | 9998
2746 | 7649 | 9994
2747 | 7647 | 9993
2748 | 7647 | 9993
2749 | 7644 | 9990
2750 | 7643 | 9990
2751 | 7642 | 9989
2752 | 7640 | 9987
2753 | 7639 | 9985
2754 | 7638 | 9984
2755 | 7637 | 9984
2756 | 7636 | 9984
2757 | 7636 | 9979
2758 | 7635 | 9978
2759 | 7634 | 9978
2760 | 7633 | 9977
2761 | 7632 | 9976
2762 | 7631 | 9974
2763 | 7629 | 9974
2764 | 7628 | 9973
2765 | 7628 | 9973
2766 | 7627 | 9972
2767 | 7626 | 9971
2768 | 7621 | 9971
2769 | 7619 | 9969
2770 | 7619 | 9968
2771 | 7618 | 9965
2772 | 7618 | 9964
2773 | 7617 | 9964
2774 | 7616 | 9963
2775 | 7613 | 9963
2776 | 7612 | 9962
2777 | 7610 | 9959
2778 | 7608 | 9958
2779 | 7606 | 9953
2780 | 7606 | 9948
2781 | 7602 | 9947
2782 | 7600 | 9940
2783 | 7599 | 9933
2784 | 7596 | 9931
2785 | 7595 | 9930
2786 | 7595 | 9930
2787 | 7594 | 9929
2788 | 7594 | 9928
2789 | 7590 | 9927
2790 | 7589 | 9922
2791 | 7587 | 9922
2792 | 7587 | 9921
2793 | 7583 | 9918
2794 | 7583 | 9918
2795 | 7582 | 9917
2796 | 7580 | 9917
2797 | 7580 | 9914
2798 | 7575 | 9914
2799 | 7575 | 9914
2800 | 7574 | 9913
2801 | 7570 | 9912
2802 | 7569 | 9912
2803 | 7564 | 9911
2804 | 7562 | 9910
2805 | 7562 | 9910
2806 | 7560 | 9909
2807 | 7560 | 9909
2808 | 7554 | 9908
2809 | 7554 | 9908
2810 | 7554 | 9906
2811 | 7553 | 9905
2812 | 7553 | 9905
2813 | 7551 | 9903
2814 | 7548 | 9901
2815 | 7548 | 9899
2816 | 7547 | 9899
2817 | 7546 | 9899
2818 | 7545 | 9896
2819 | 7544 | 9894
2820 | 7543 | 9893
2821 | 7542 | 9892
2822 | 7541 | 9891
2823 | 7540 | 9891
2824 | 7539 | 9888
2825 | 7539 | 9887
2826 | 7539 | 9885
2827 | 7539 | 9885
2828 | 7538 | 9884
2829 | 7537 | 9884
2830 | 7537 | 9883
2831 | 7535 | 9883
2832 | 7535 | 9881
2833 | 7535 | 9880
2834 | 7534 | 9876
2835 | 7532 | 9875
2836 | 7530 | 9872
2837 | 7529 | 9870
2838 | 7528 | 9870
2839 | 7528 | 9869
2840 | 7527 | 9867
2841 | 7527 | 9866
2842 | 7526 | 9863
2843 | 7526 | 9860
2844 | 7524 | 9859
2845 | 7523 | 9856
2846 | 7523 | 9856
2847 | 7522 | 9854
2848 | 7520 | 9851
2849 | 7517 | 9849
2850 | 7516 | 9848
2851 | 7513 | 9846
2852 | 7513 | 9846
2853 | 7512 | 9844
2854 | 7509 | 9844
2855 | 7507 | 9844
2856 | 7505 | 9842
2857 | 7502 | 9841
2858 | 7501 | 9841
2859 | 7499 | 9841
2860 | 7499 | 9839
2861 | 7498 | 9834
2862 | 7497 | 9834
2863 | 7497 | 9829
2864 | 7493 | 9829
2865 | 7490 | 9828
2866 | 7489 | 9827
2867 | 7489 | 9826
2868 | 7485 | 9826
2869 | 7484 | 9821
2870 | 7484 | 9821
2871 | 7483 | 9821
2872 | 7483 | 9820
2873 | 7482 | 9819
2874 | 7481 | 9819
2875 | 7481 | 9818
2876 | 7481 | 9814
2877 | 7478 | 9814
2878 | 7476 | 9814
2879 | 7471 | 9813
2880 | 7469 | 9813
2881 | 7466 | 9812
2882 | 7464 | 9811
2883 | 7464 | 9811
2884 | 7462 | 9810
2885 | 7462 | 9809
2886 | 7461 | 9802
2887 | 7461 | 9799
2888 | 7461 | 9797
2889 | 7461 | 9797
2890 | 7459 | 9797
2891 | 7457 | 9795
2892 | 7456 | 9794
2893 | 7455 | 9793
2894 | 7453 | 9793
2895 | 7452 | 9793
2896 | 7452 | 9790
2897 | 7452 | 9790
2898 | 7449 | 9789
2899 | 7448 | 9782
2900 | 7446 | 9780
2901 | 7444 | 9778
2902 | 7443 | 9774
2903 | 7441 | 9774
2904 | 7438 | 9771
2905 | 7438 | 9770
2906 | 7431 | 9770
2907 | 7428 | 9769
2908 | 7423 | 9769
2909 | 7422 | 9767
2910 | 7421 | 9767
2911 | 7421 | 9766
2912 | 7421 | 9765
2913 | 7420 | 9763
2914 | 7418 | 9762
2915 | 7417 | 9760
2916 | 7416 | 9759
2917 | 7416 | 9759
2918 | 7416 | 9756
2919 | 7414 | 9755
2920 | 7411 | 9754
2921 | 7407 | 9754
2922 | 7406 | 9751
2923 | 7406 | 9751
2924 | 7405 | 9751
2925 | 7404 | 9751
2926 | 7403 | 9751
2927 | 7403 | 9750
2928 | 7401 | 9749
2929 | 7400 | 9748
2930 | 7400 | 9747
2931 | 7395 | 9746
2932 | 7394 | 9744
2933 | 7394 | 9740
2934 | 7393 | 9740
2935 | 7393 | 9738
2936 | 7391 | 9736
2937 | 7390 | 9733
2938 | 7388 | 9733
2939 | 7385 | 9730
2940 | 7384 | 9728
2941 | 7383 | 9725
2942 | 7381 | 9724
2943 | 7379 | 9724
2944 | 7377 | 9723
2945 | 7377 | 9720
2946 | 7373 | 9719
2947 | 7372 | 9718
2948 | 7370 | 9717
2949 | 7369 | 9709
2950 | 7368 | 9709
2951 | 7368 | 9708
2952 | 7366 | 9706
2953 | 7365 | 9705
2954 | 7363 | 9704
2955 | 7362 | 9704
2956 | 7361 | 9703
2957 | 7360 | 9702
2958 | 7359 | 9700
2959 | 7359 | 9698
2960 | 7356 | 9697
2961 | 7354 | 9693
2962 | 7354 | 9692
2963 | 7354 | 9690
2964 | 7352 | 9689
2965 | 7351 | 9688
2966 | 7346 | 9687
2967 | 7345 | 9685
2968 | 7345 | 9685
2969 | 7345 | 9682
2970 | 7345 | 9681
2971 | 7343 | 9681
2972 | 7343 | 9680
2973 | 7343 | 9679
2974 | 7343 | 9679
2975 | 7337 | 9678
2976 | 7336 | 9677
2977 | 7334 | 9677
2978 | 7333 | 9675
2979 | 7333 | 9675
2980 | 7331 | 9675
2981 | 7330 | 9674
2982 | 7327 | 9670
2983 | 7327 | 9670
2984 | 7327 | 9668
2985 | 7324 | 9667
2986 | 7321 | 9666
2987 | 7319 | 9665
2988 | 7318 | 9664
2989 | 7313 | 9660
2990 | 7309 | 9659
2991 | 7309 | 9659
2992 | 7308 | 9658
2993 | 7308 | 9658
2994 | 7307 | 9657
2995 | 7299 | 9656
2996 | 7298 | 9656
2997 | 7297 | 9655
2998 | 7294 | 9654
2999 | 7294 | 9654
3000 | 7294 | 9652
3001 | 7289 | 9651
3002 | 7289 | 9651
3003 | 7288 | 9650
3004 | 7287 | 9650
3005 | 7287 | 9650
3006 | 7286 | 9649
3007 | 7284 | 9647
3008 | 7281 | 9646
3009 | 7281 | 9646
3010 | 7280 | 9645
3011 | 7280 | 9641
3012 | 7279 | 9641
3013 | 7279 | 9640
3014 | 7277 | 9640
3015 | 7276 | 9640
3016 | 7273 | 9638
3017 | 7270 | 9638
3018 | 7269 | 9634
3019 | 7268 | 9632
3020 | 7267 | 9629
3021 | 7264 | 9628
3022 | 7260 | 9628
3023 | 7258 | 9628
3024 | 7257 | 9624
3025 | 7255 | 9623
3026 | 7252 | 9622
3027 | 7251 | 9614
3028 | 7250 | 9608
3029 | 7250 | 9606
3030 | 7249 | 9605
3031 | 7248 | 9603
3032 | 7248 | 9601
3033 | 7248 | 9600
3034 | 7247 | 9599
3035 | 7240 | 9598
3036 | 7240 | 9596
3037 | 7239 | 9595
3038 | 7238 | 9592
3039 | 7238 | 9592
3040 | 7236 | 9588
3041 | 7233 | 9584
3042 | 7232 | 9583
3043 | 7229 | 9583
3044 | 7229 | 9583
3045 | 7229 | 9580
3046 | 7225 | 9579
3047 | 7223 | 9575
3048 | 7222 | 9574
3049 | 7222 | 9573
3050 | 7221 | 9572
3051 | 7220 | 9568
3052 | 7220 | 9561
3053 | 7217 | 9561
3054 | 7217 | 9560
3055 | 7217 | 9558
3056 | 7216 | 9557
3057 | 7215 | 9556
3058 | 7213 | 9555
3059 | 7209 | 9554
3060 | 7207 | 9552
3061 | 7206 | 9552
3062 | 7206 | 9551
3063 | 7203 | 9547
3064 | 7203 | 9546
3065 | 7199 | 9546
3066 | 7193 | 9546
3067 | 7189 | 9545
3068 | 7188 | 9542
3069 | 7183 | 9542
3070 | 7183 | 9542
3071 | 7181 | 9541
3072 | 7181 | 9538
3073 | 7180 | 9537
3074 | 7176 | 9535
3075 | 7175 | 9532
3076 | 7172 | 9532
3077 | 7172 | 9532
3078 | 7172 | 9531
3079 | 7168 | 9530
3080 | 7167 | 9529
3081 | 7166 | 9529
3082 | 7163 | 9525
3083 | 7162 | 9521
3084 | 7161 | 9520
3085 | 7160 | 9520
3086 | 7159 | 9520
3087 | 7159 | 9517
3088 | 7158 | 9515
3089 | 7155 | 9512
3090 | 7154 | 9512
3091 | 7151 | 9509
3092 | 7150 | 9508
3093 | 7149 | 9507
3094 | 7147 | 9507
3095 | 7146 | 9507
3096 | 7145 | 9506
3097 | 7138 | 9503
3098 | 7138 | 9503
3099 | 7138 | 9502
3100 | 7136 | 9499
3101 | 7135 | 9499
3102 | 7135 | 9498
3103 | 7130 | 9495
3104 | 7127 | 9492
3105 | 7127 | 9492
3106 | 7125 | 9489
3107 | 7124 | 9489
3108 | 7124 | 9486
3109 | 7119 | 9486
3110 | 7117 | 9486
3111 | 7113 | 9485
3112 | 7112 | 9483
3113 | 7108 | 9482
3114 | 7107 | 9481
3115 | 7104 | 9480
3116 | 7104 | 9476
3117 | 7103 | 9473
3118 | 7102 | 9473
3119 | 7101 | 9473
3120 | 7101 | 9473
3121 | 7096 | 9470
3122 | 7095 | 9470
3123 | 7095 | 9468
3124 | 7093 | 9468
3125 | 7092 | 9466
3126 | 7091 | 9465
3127 | 7087 | 9455
3128 | 7085 | 9449
3129 | 7084 | 9447
3130 | 7083 | 9446
3131 | 7082 | 9445
3132 | 7080 | 9445
3133 | 7080 | 9445
3134 | 7079 | 9440
3135 | 7078 | 9439
3136 | 7078 | 9436
3137 | 7078 | 9435
3138 | 7075 | 9435
3139 | 7071 | 9434
3140 | 7070 | 9433
3141 | 7069 | 9432
3142 | 7068 | 9430
3143 | 7065 | 9428
3144 | 7064 | 9426
3145 | 7064 | 9426
3146 | 7063 | 9425
3147 | 7063 | 9424
3148 | 7063 | 9423
3149 | 7062 | 9420
3150 | 7061 | 9419
3151 | 7054 | 9419
3152 | 7054 | 9413
3153 | 7053 | 9409
3154 | 7052 | 9409
3155 | 7051 | 9407
3156 | 7050 | 9406
3157 | 7046 | 9406
3158 | 7045 | 9404
3159 | 7042 | 9403
3160 | 7041 | 9401
3161 | 7040 | 9401
3162 | 7040 | 9399
3163 | 7039 | 9398
3164 | 7039 | 9398
3165 | 7038 | 9398
3166 | 7038 | 9397
3167 | 7032 | 9396
3168 | 7032 | 9394
3169 | 7031 | 9392
3170 | 7029 | 9391
3171 | 7028 | 9389
3172 | 7028 | 9389
3173 | 7027 | 9387
3174 | 7025 | 9386
3175 | 7024 | 9376
3176 | 7024 | 9369
3177 | 7023 | 9365
3178 | 7018 | 9365
3179 | 7017 | 9364
3180 | 7017 | 9363
3181 | 7017 | 9362
3182 | 7015 | 9360
3183 | 7015 | 9359
3184 | 7013 | 9359
3185 | 7012 | 9358
3186 | 7011 | 9353
3187 | 7011 | 9352
3188 | 7010 | 9350
3189 | 7010 | 9350
3190 | 7009 | 9349
3191 | 7008 | 9346
3192 | 7008 | 9346
3193 | 7007 | 9345
3194 | 7007 | 9341
3195 | 7006 | 9339
3196 | 7003 | 9339
3197 | 7000 | 9339
3198 | 6999 | 9335
3199 | 6999 | 9331
3200 | 6997 | 9330
3201 | 6997 | 9329
3202 | 6997 | 9325
3203 | 6997 | 9323
3204 | 6993 | 9321
3205 | 6991 | 9320
3206 | 6991 | 9319
3207 | 6991 | 9315
3208 | 6989 | 9313
3209 | 6988 | 9313
3210 | 6983 | 9312
3211 | 6982 | 9311
3212 | 6981 | 9310
3213 | 6978 | 9309
3214 | 6973 | 9308
3215 | 6972 | 9306
3216 | 6970 | 9306
3217 | 6968 | 9303
3218 | 6966 | 9301
3219 | 6959 | 9300
3220 | 6958 | 9299
3221 | 6957 | 9298
3222 | 6956 | 9294
3223 | 6955 | 9294
3224 | 6954 | 9293
3225 | 6953 | 9287
3226 | 6951 | 9284
3227 | 6944 | 9283
3228 | 6943 | 9283
3229 | 6942 | 9282
3230 | 6938 | 9282
3231 | 6932 | 9280
3232 | 6924 | 9279
3233 | 6922 | 9278
3234 | 6918 | 9276
3235 | 6914 | 9275
3236 | 6914 | 9275
3237 | 6913 | 9275
3238 | 6912 | 9275
3239 | 6911 | 9274
3240 | 6911 | 9273
3241 | 6910 | 9272
3242 | 6909 | 9272
3243 | 6907 | 9271
3244 | 6905 | 9270
3245 | 6904 | 9268
3246 | 6904 | 9266
3247 | 6903 | 9261
3248 | 6903 | 9260
3249 | 6899 | 9258
3250 | 6896 | 9254
3251 | 6896 | 9253
3252 | 6895 | 9252
3253 | 6892 | 9251
3254 | 6891 | 9250
3255 | 6890 | 9247
3256 | 6890 | 9245
3257 | 6889 | 9241
3258 | 6889 | 9240
3259 | 6889 | 9239
3260 | 6886 | 9238
3261 | 6885 | 9235
3262 | 6884 | 9232
3263 | 6881 | 9231
3264 | 6879 | 9230
3265 | 6879 | 9229
3266 | 6878 | 9224
3267 | 6876 | 9224
3268 | 6868 | 9220
3269 | 6866 | 9217
3270 | 6857 | 9216
3271 | 6857 | 9212
3272 | 6856 | 9210
3273 | 6853 | 9206
3274 | 6850 | 9202
3275 | 6843 | 9201
3276 | 6840 | 9199
3277 | 6840 | 9199
3278 | 6836 | 9194
3279 | 6833 | 9189
3280 | 6831 | 9189
3281 | 6829 | 9188
3282 | 6822 | 9188
3283 | 6821 | 9186
3284 | 6820 | 9185
3285 | 6819 | 9185
3286 | 6813 | 9184
3287 | 6813 | 9181
3288 | 6813 | 9177
3289 | 6811 | 9175
3290 | 6810 | 9173
3291 | 6809 | 9172
3292 | 6808 | 9172
3293 | 6806 | 9168
3294 | 6803 | 9164
3295 | 6803 | 9160
3296 | 6802 | 9156
3297 | 6800 | 9153
3298 | 6799 | 9152
3299 | 6797 | 9151
3300 | 6795 | 9151
3301 | 6795 | 9148
3302 | 6794 | 9147
3303 | 6793 | 9144
3304 | 6792 | 9143
3305 | 6790 | 9140
3306 | 6789 | 9139
3307 | 6789 | 9137
3308 | 6789 | 9130
3309 | 6786 | 9130
3310 | 6783 | 9127
3311 | 6782 | 9127
3312 | 6780 | 9126
3313 | 6777 | 9126
3314 | 6777 | 9123
3315 | 6776 | 9120
3316 | 6776 | 9118
3317 | 6775 | 9117
3318 | 6766 | 9116
3319 | 6764 | 9109
3320 | 6762 | 9104
3321 | 6761 | 9102
3322 | 6760 | 9097
3323 | 6760 | 9097
3324 | 6759 | 9095
3325 | 6758 | 9095
3326 | 6758 | 9091
3327 | 6758 | 9086
3328 | 6757 | 9086
3329 | 6756 | 9086
3330 | 6753 | 9085
3331 | 6753 | 9081
3332 | 6747 | 9081
3333 | 6746 | 9076
3334 | 6743 | 9075
3335 | 6742 | 9075
3336 | 6736 | 9073
3337 | 6733 | 9072
3338 | 6729 | 9067
3339 | 6727 | 9066
3340 | 6726 | 9063
3341 | 6722 | 9061
3342 | 6721 | 9057
3343 | 6716 | 9057
3344 | 6716 | 9054
3345 | 6715 | 9052
3346 | 6713 | 9049
3347 | 6712 | 9042
3348 | 6712 | 9039
3349 | 6712 | 9039
3350 | 6710 | 9037
3351 | 6707 | 9035
3352 | 6707 | 9034
3353 | 6704 | 9030
3354 | 6703 | 9022
3355 | 6703 | 9019
3356 | 6700 | 9018
3357 | 6700 | 9016
3358 | 6699 | 9001
3359 | 6696 | 8999
3360 | 6695 | 8994
3361 | 6689 | 8994
3362 | 6686 | 8992
3363 | 6685 | 8989
3364 | 6683 | 8988
3365 | 6683 | 8987
3366 | 6679 | 8987
3367 | 6678 | 8985
3368 | 6676 | 8984
3369 | 6673 | 8977
3370 | 6667 | 8973
3371 | 6667 | 8970
3372 | 6667 | 8968
3373 | 6666 | 8968
3374 | 6665 | 8966
3375 | 6664 | 8964
3376 | 6663 | 8961
3377 | 6661 | 8961
3378 | 6659 | 8959
3379 | 6655 | 8958
3380 | 6655 | 8957
3381 | 6654 | 8956
3382 | 6653 | 8954
3383 | 6653 | 8953
3384 | 6650 | 8951
3385 | 6649 | 8949
3386 | 6642 | 8949
3387 | 6642 | 8943
3388 | 6636 | 8941
3389 | 6628 | 8938
3390 | 6626 | 8936
3391 | 6623 | 8936
3392 | 6620 | 8934
3393 | 6620 | 8934
3394 | 6617 | 8932
3395 | 6614 | 8932
3396 | 6614 | 8931
3397 | 6613 | 8930
3398 | 6612 | 8930
3399 | 6610 | 8928
3400 | 6610 | 8927
3401 | 6607 | 8926
3402 | 6607 | 8923
3403 | 6607 | 8920
3404 | 6605 | 8920
3405 | 6604 | 8918
3406 | 6604 | 8917
3407 | 6603 | 8915
3408 | 6600 | 8914
3409 | 6598 | 8913
3410 | 6597 | 8911
3411 | 6594 | 8908
3412 | 6592 | 8906
3413 | 6591 | 8906
3414 | 6591 | 8905
3415 | 6590 | 8902
3416 | 6586 | 8901
3417 | 6584 | 8899
3418 | 6578 | 8898
3419 | 6577 | 8893
3420 | 6576 | 8892
3421 | 6575 | 8891
3422 | 6574 | 8885
3423 | 6572 | 8885
3424 | 6572 | 8884
3425 | 6567 | 8883
3426 | 6566 | 8883
3427 | 6562 | 8880
3428 | 6562 | 8877
3429 | 6558 | 8877
3430 | 6558 | 8871
3431 | 6556 | 8868
3432 | 6554 | 8863
3433 | 6552 | 8857
3434 | 6548 | 8852
3435 | 6548 | 8850
3436 | 6547 | 8848
3437 | 6546 | 8847
3438 | 6545 | 8844
3439 | 6544 | 8840
3440 | 6544 | 8840
3441 | 6539 | 8837
3442 | 6538 | 8836
3443 | 6538 | 8832
3444 | 6538 | 8831
3445 | 6537 | 8828
3446 | 6533 | 8825
3447 | 6533 | 8825
3448 | 6529 | 8819
3449 | 6528 | 8819
3450 | 6526 | 8819
3451 | 6525 | 8812
3452 | 6524 | 8811
3453 | 6523 | 8809
3454 | 6517 | 8808
3455 | 6512 | 8807
3456 | 6511 | 8806
3457 | 6509 | 8799
3458 | 6508 | 8798
3459 | 6506 | 8798
3460 | 6506 | 8797
3461 | 6505 | 8797
3462 | 6505 | 8796
3463 | 6505 | 8796
3464 | 6504 | 8796
3465 | 6502 | 8795
3466 | 6501 | 8793
3467 | 6496 | 8793
3468 | 6494 | 8791
3469 | 6492 | 8790
3470 | 6489 | 8789
3471 | 6488 | 8789
3472 | 6482 | 8788
3473 | 6482 | 8786
3474 | 6479 | 8785
3475 | 6479 | 8785
3476 | 6478 | 8785
3477 | 6478 | 8782
3478 | 6478 | 8779
3479 | 6478 | 8778
3480 | 6473 | 8775
3481 | 6473 | 8769
3482 | 6471 | 8766
3483 | 6470 | 8762
3484 | 6460 | 8758
3485 | 6459 | 8757
3486 | 6459 | 8757
3487 | 6457 | 8751
3488 | 6455 | 8748
3489 | 6454 | 8747
3490 | 6454 | 8740
3491 | 6452 | 8739
3492 | 6452 | 8738
3493 | 6449 | 8735
3494 | 6447 | 8734
3495 | 6447 | 8733
3496 | 6446 | 8728
3497 | 6446 | 8727
3498 | 6445 | 8725
3499 | 6443 | 8724
3500 | 6440 | 8723
3501 | 6439 | 8723
3502 | 6430 | 8716
3503 | 6424 | 8716
3504 | 6423 | 8716
3505 | 6422 | 8714
3506 | 6421 | 8714
3507 | 6416 | 8713
3508 | 6409 | 8713
3509 | 6408 | 8707
3510 | 6406 | 8703
3511 | 6406 | 8703
3512 | 6404 | 8702
3513 | 6404 | 8702
3514 | 6403 | 8700
3515 | 6400 | 8697
3516 | 6397 | 8680
3517 | 6397 | 8676
3518 | 6396 | 8673
3519 | 6393 | 8669
3520 | 6388 | 8666
3521 | 6388 | 8664
3522 | 6388 | 8663
3523 | 6387 | 8661
3524 | 6386 | 8661
3525 | 6378 | 8660
3526 | 6374 | 8659
3527 | 6371 | 8654
3528 | 6369 | 8653
3529 | 6367 | 8650
3530 | 6364 | 8649
3531 | 6364 | 8649
3532 | 6364 | 8648
3533 | 6361 | 8648
3534 | 6361 | 8644
3535 | 6361 | 8643
3536 | 6356 | 8643
3537 | 6356 | 8641
3538 | 6355 | 8640
3539 | 6352 | 8638
3540 | 6345 | 8635
3541 | 6343 | 8631
3542 | 6343 | 8626
3543 | 6339 | 8625
3544 | 6336 | 8624
3545 | 6334 | 8622
3546 | 6334 | 8621
3547 | 6328 | 8620
3548 | 6327 | 8618
3549 | 6326 | 8617
3550 | 6325 | 8616
3551 | 6320 | 8609
3552 | 6320 | 8608
3553 | 6316 | 8601
3554 | 6315 | 8600
3555 | 6308 | 8595
3556 | 6308 | 8595
3557 | 6303 | 8592
3558 | 6301 | 8587
3559 | 6301 | 8584
3560 | 6296 | 8581
3561 | 6291 | 8579
3562 | 6287 | 8579
3563 | 6285 | 8573
3564 | 6282 | 8572
3565 | 6280 | 8560
3566 | 6278 | 8558
3567 | 6277 | 8553
3568 | 6276 | 8548
3569 | 6270 | 8547
3570 | 6267 | 8546
3571 | 6267 | 8544
3572 | 6266 | 8541
3573 | 6265 | 8537
3574 | 6265 | 8535
3575 | 6263 | 8535
3576 | 6262 | 8531
3577 | 6259 | 8529
3578 | 6257 | 8529
3579 | 6257 | 8528
3580 | 6256 | 8526
3581 | 6255 | 8524
3582 | 6253 | 8520
3583 | 6253 | 8520
3584 | 6252 | 8520
3585 | 6252 | 8519
3586 | 6251 | 8518
3587 | 6248 | 8512
3588 | 6242 | 8511
3589 | 6240 | 8507
3590 | 6238 | 8505
3591 | 6237 | 8505
3592 | 6234 | 8490
3593 | 6233 | 8490
3594 | 6233 | 8490
3595 | 6232 | 8485
3596 | 6231 | 8484
3597 | 6230 | 8484
3598 | 6230 | 8477
3599 | 6229 | 8474
3600 | 6227 | 8469
3601 | 6219 | 8468
3602 | 6217 | 8467
3603 | 6217 | 8465
3604 | 6217 | 8463
3605 | 6217 | 8461
3606 | 6214 | 8460
3607 | 6213 | 8459
3608 | 6209 | 8457
3609 | 6208 | 8456
3610 | 6208 | 8456
3611 | 6198 | 8453
3612 | 6190 | 8452
3613 | 6189 | 8452
3614 | 6186 | 8428
3615 | 6185 | 8428
3616 | 6183 | 8428
3617 | 6182 | 8425
3618 | 6178 | 8425
3619 | 6177 | 8425
3620 | 6176 | 8421
3621 | 6175 | 8416
3622 | 6173 | 8415
3623 | 6171 | 8411
3624 | 6171 | 8410
3625 | 6169 | 8407
3626 | 6167 | 8406
3627 | 6163 | 8399
3628 | 6163 | 8396
3629 | 6161 | 8395
3630 | 6161 | 8394
3631 | 6159 | 8394
3632 | 6159 | 8391
3633 | 6159 | 8390
3634 | 6158 | 8384
3635 | 6158 | 8383
3636 | 6153 | 8379
3637 | 6152 | 8377
3638 | 6150 | 8372
3639 | 6150 | 8371
3640 | 6149 | 8371
3641 | 6147 | 8370
3642 | 6145 | 8369
3643 | 6145 | 8368
3644 | 6145 | 8367
3645 | 6144 | 8367
3646 | 6142 | 8364
3647 | 6140 | 8359
3648 | 6140 | 8351
3649 | 6134 | 8347
3650 | 6128 | 8346
3651 | 6127 | 8345
3652 | 6124 | 8343
3653 | 6123 | 8338
3654 | 6122 | 8337
3655 | 6119 | 8337
3656 | 6118 | 8335
3657 | 6118 | 8332
3658 | 6115 | 8329
3659 | 6112 | 8327
3660 | 6109 | 8326
3661 | 6107 | 8324
3662 | 6106 | 8323
3663 | 6106 | 8321
3664 | 6098 | 8321
3665 | 6098 | 8320
3666 | 6096 | 8319
3667 | 6095 | 8314
3668 | 6095 | 8312
3669 | 6092 | 8306
3670 | 6092 | 8302
3671 | 6092 | 8299
3672 | 6091 | 8296
3673 | 6089 | 8295
3674 | 6086 | 8288
3675 | 6086 | 8287
3676 | 6085 | 8281
3677 | 6080 | 8280
3678 | 6078 | 8273
3679 | 6078 | 8272
3680 | 6078 | 8271
3681 | 6077 | 8269
3682 | 6076 | 8261
3683 | 6073 | 8260
3684 | 6072 | 8260
3685 | 6071 | 8257
3686 | 6070 | 8254
3687 | 6068 | 8253
3688 | 6067 | 8252
3689 | 6065 | 8251
3690 | 6065 | 8249
3691 | 6062 | 8246
3692 | 6060 | 8241
3693 | 6059 | 8240
3694 | 6055 | 8238
3695 | 6054 | 8238
3696 | 6051 | 8236
3697 | 6050 | 8234
3698 | 6049 | 8233
3699 | 6047 | 8232
3700 | 6041 | 8231
3701 | 6040 | 8229
3702 | 6039 | 8227
3703 | 6036 | 8222
3704 | 6036 | 8220
3705 | 6036 | 8218
3706 | 6034 | 8215
3707 | 6033 | 8213
3708 | 6032 | 8211
3709 | 6024 | 8203
3710 | 6022 | 8194
3711 | 6021 | 8191
3712 | 6019 | 8191
3713 | 6019 | 8186
3714 | 6018 | 8185
3715 | 6014 | 8184
3716 | 6013 | 8184
3717 | 6010 | 8181
3718 | 6010 | 8180
3719 | 6003 | 8177
3720 | 6001 | 8174
3721 | 5999 | 8170
3722 | 5997 | 8168
3723 | 5996 | 8167
3724 | 5996 | 8165
3725 | 5991 | 8162
3726 | 5989 | 8158
3727 | 5988 | 8152
3728 | 5987 | 8148
3729 | 5986 | 8146
3730 | 5985 | 8145
3731 | 5979 | 8140
3732 | 5977 | 8125
3733 | 5977 | 8124
3734 | 5977 | 8123
3735 | 5976 | 8122
3736 | 5970 | 8122
3737 | 5969 | 8122
3738 | 5968 | 8119
3739 | 5967 | 8114
3740 | 5962 | 8112
3741 | 5960 | 8111
3742 | 5960 | 8111
3743 | 5956 | 8111
3744 | 5956 | 8092
3745 | 5953 | 8088
3746 | 5951 | 8085
3747 | 5950 | 8084
3748 | 5948 | 8081
3749 | 5946 | 8076
3750 | 5946 | 8076
3751 | 5946 | 8067
3752 | 5944 | 8063
3753 | 5940 | 8063
3754 | 5939 | 8061
3755 | 5939 | 8059
3756 | 5937 | 8058
3757 | 5933 | 8056
3758 | 5933 | 8041
3759 | 5931 | 8038
3760 | 5930 | 8037
3761 | 5930 | 8036
3762 | 5929 | 8034
3763 | 5923 | 8029
3764 | 5923 | 8028
3765 | 5922 | 8028
3766 | 5921 | 8028
3767 | 5920 | 8027
3768 | 5917 | 8027
3769 | 5915 | 8026
3770 | 5913 | 8025
3771 | 5911 | 8024
3772 | 5909 | 8019
3773 | 5908 | 8018
3774 | 5908 | 8017
3775 | 5906 | 8015
3776 | 5905 | 8015
3777 | 5902 | 8008
3778 | 5900 | 8003
3779 | 5900 | 8000
3780 | 5896 | 7999
3781 | 5893 | 7999
3782 | 5892 | 7999
3783 | 5892 | 7995
3784 | 5891 | 7995
3785 | 5891 | 7992
3786 | 5889 | 7988
3787 | 5889 | 7986
3788 | 5887 | 7986
3789 | 5885 | 7984
3790 | 5880 | 7983
3791 | 5879 | 7981
3792 | 5875 | 7978
3793 | 5873 | 7963
3794 | 5872 | 7961
3795 | 5871 | 7961
3796 | 5868 | 7960
3797 | 5868 | 7957
3798 | 5866 | 7955
3799 | 5862 | 7952
3800 | 5862 | 7952
3801 | 5860 | 7952
3802 | 5860 | 7948
3803 | 5859 | 7947
3804 | 5858 | 7945
3805 | 5857 | 7940
3806 | 5855 | 7939
3807 | 5851 | 7933
3808 | 5850 | 7932
3809 | 5850 | 7932
3810 | 5849 | 7931
3811 | 5848 | 7928
3812 | 5846 | 7927
3813 | 5845 | 7925
3814 | 5844 | 7925
3815 | 5838 | 7924
3816 | 5838 | 7917
3817 | 5834 | 7917
3818 | 5834 | 7916
3819 | 5832 | 7913
3820 | 5832 | 7907
3821 | 5831 | 7907
3822 | 5827 | 7897
3823 | 5826 | 7890
3824 | 5824 | 7890
3825 | 5822 | 7884
3826 | 5822 | 7882
3827 | 5822 | 7879
3828 | 5821 | 7878
3829 | 5819 | 7878
3830 | 5818 | 7870
3831 | 5817 | 7865
3832 | 5811 | 7860
3833 | 5805 | 7859
3834 | 5803 | 7857
3835 | 5802 | 7857
3836 | 5801 | 7856
3837 | 5799 | 7855
3838 | 5798 | 7851
3839 | 5798 | 7842
3840 | 5793 | 7832
3841 | 5793 | 7828
3842 | 5791 | 7822
3843 | 5789 | 7822
3844 | 5783 | 7821
3845 | 5782 | 7821
3846 | 5782 | 7820
3847 | 5782 | 7819
3848 | 5779 | 7817
3849 | 5776 | 7816
3850 | 5775 | 7815
3851 | 5774 | 7812
3852 | 5773 | 7809
3853 | 5772 | 7804
3854 | 5772 | 7804
3855 | 5766 | 7803
3856 | 5765 | 7803
3857 | 5765 | 7797
3858 | 5757 | 7797
3859 | 5757 | 7797
3860 | 5756 | 7780
3861 | 5753 | 7780
3862 | 5752 | 7778
3863 | 5752 | 7773
3864 | 5750 | 7773
3865 | 5749 | 7767
3866 | 5747 | 7766
3867 | 5744 | 7758
3868 | 5744 | 7758
3869 | 5740 | 7754
3870 | 5739 | 7753
3871 | 5737 | 7750
3872 | 5733 | 7747
3873 | 5730 | 7744
3874 | 5728 | 7741
3875 | 5728 | 7739
3876 | 5724 | 7737
3877 | 5721 | 7732
3878 | 5718 | 7732
3879 | 5716 | 7729
3880 | 5714 | 7728
3881 | 5709 | 7718
3882 | 5706 | 7717
3883 | 5703 | 7716
3884 | 5701 | 7711
3885 | 5700 | 7709
3886 | 5700 | 7698
3887 | 5698 | 7693
3888 | 5697 | 7693
3889 | 5695 | 7693
3890 | 5690 | 7691
3891 | 5686 | 7690
3892 | 5684 | 7685
3893 | 5684 | 7679
3894 | 5682 | 7675
3895 | 5680 | 7670
3896 | 5679 | 7668
3897 | 5674 | 7665
3898 | 5673 | 7665
3899 | 5672 | 7658
3900 | 5671 | 7656
3901 | 5669 | 7650
3902 | 5666 | 7645
3903 | 5661 | 7642
3904 | 5660 | 7634
3905 | 5658 | 7630
3906 | 5657 | 7627
3907 | 5656 | 7623
3908 | 5650 | 7620
3909 | 5643 | 7610
3910 | 5640 | 7607
3911 | 5627 | 7606
3912 | 5624 | 7606
3913 | 5623 | 7605
3914 | 5616 | 7602
3915 | 5613 | 7600
3916 | 5611 | 7600
3917 | 5606 | 7597
3918 | 5606 | 7594
3919 | 5606 | 7592
3920 | 5605 | 7591
3921 | 5603 | 7581
3922 | 5597 | 7581
3923 | 5596 | 7578
3924 | 5596 | 7570
3925 | 5596 | 7568
3926 | 5594 | 7567
3927 | 5594 | 7551
3928 | 5592 | 7548
3929 | 5592 | 7535
3930 | 5591 | 7533
3931 | 5591 | 7519
3932 | 5589 | 7515
3933 | 5586 | 7515
3934 | 5585 | 7511
3935 | 5584 | 7511
3936 | 5582 | 7509
3937 | 5581 | 7504
3938 | 5579 | 7502
3939 | 5578 | 7493
3940 | 5577 | 7492
3941 | 5572 | 7489
3942 | 5564 | 7486
3943 | 5560 | 7486
3944 | 5559 | 7478
3945 | 5559 | 7473
3946 | 5550 | 7467
3947 | 5543 | 7465
3948 | 5537 | 7464
3949 | 5536 | 7463
3950 | 5534 | 7456
3951 | 5529 | 7452
3952 | 5526 | 7452
3953 | 5525 | 7442
3954 | 5523 | 7442
3955 | 5523 | 7436
3956 | 5522 | 7436
3957 | 5521 | 7422
3958 | 5519 | 7420
3959 | 5514 | 7416
3960 | 5514 | 7411
3961 | 5512 | 7409
3962 | 5505 | 7405
3963 | 5505 | 7393
3964 | 5503 | 7390
3965 | 5500 | 7388
3966 | 5500 | 7386
3967 | 5497 | 7381
3968 | 5496 | 7379
3969 | 5492 | 7378
3970 | 5489 | 7349
3971 | 5489 | 7343
3972 | 5488 | 7342
3973 | 5483 | 7335
3974 | 5483 | 7333
3975 | 5480 | 7322
3976 | 5475 | 7321
3977 | 5474 | 7315
3978 | 5469 | 7310
3979 | 5468 | 7308
3980 | 5464 | 7308
3981 | 5462 | 7305
3982 | 5456 | 7304
3983 | 5455 | 7301
3984 | 5454 | 7300
3985 | 5454 | 7297
3986 | 5452 | 7292
3987 | 5451 | 7289
3988 | 5449 | 7287
3989 | 5449 | 7285
3990 | 5448 | 7280
3991 | 5444 | 7276
3992 | 5442 | 7276
3993 | 5436 | 7273
3994 | 5430 | 7273
3995 | 5427 | 7272
3996 | 5421 | 7270
3997 | 5420 | 7270
3998 | 5420 | 7269
3999 | 5420 | 7263
4000 | 5416 | 7263
4001 | 5414 | 7260
4002 | 5412 | 7260
4003 | 5411 | 7259
4004 | 5410 | 7258
4005 | 5406 | 7256
4006 | 5405 | 7255
4007 | 5403 | 7252
4008 | 5401 | 7251
4009 | 5401 | 7249
4010 | 5399 | 7244
4011 | 5398 | 7242
4012 | 5397 | 7240
4013 | 5396 | 7237
4014 | 5391 | 7234
4015 | 5383 | 7234
4016 | 5377 | 7223
4017 | 5374 | 7221
4018 | 5374 | 7219
4019 | 5371 | 7218
4020 | 5363 | 7217
4021 | 5359 | 7217
4022 | 5351 | 7214
4023 | 5347 | 7214
4024 | 5346 | 7213
4025 | 5343 | 7207
4026 | 5341 | 7207
4027 | 5340 | 7201
4028 | 5335 | 7201
4029 | 5334 | 7197
4030 | 5334 | 7194
4031 | 5332 | 7191
4032 | 5331 | 7189
4033 | 5328 | 7186
4034 | 5327 | 7184
4035 | 5323 | 7176
4036 | 5320 | 7175
4037 | 5318 | 7163
4038 | 5316 | 7159
4039 | 5312 | 7158
4040 | 5308 | 7155
4041 | 5307 | 7148
4042 | 5305 | 7148
4043 | 5304 | 7147
4044 | 5304 | 7143
4045 | 5300 | 7138
4046 | 5298 | 7132
4047 | 5297 | 7131
4048 | 5297 | 7124
4049 | 5295 | 7122
4050 | 5291 | 7113
4051 | 5285 | 7108
4052 | 5281 | 7108
4053 | 5280 | 7108
4054 | 5275 | 7105
4055 | 5270 | 7099
4056 | 5269 | 7087
4057 | 5266 | 7079
4058 | 5264 | 7078
4059 | 5259 | 7076
4060 | 5258 | 7076
4061 | 5254 | 7063
4062 | 5252 | 7062
4063 | 5251 | 7055
4064 | 5242 | 7044
4065 | 5241 | 7031
4066 | 5235 | 7029
4067 | 5234 | 7025
4068 | 5230 | 7012
4069 | 5226 | 6993
4070 | 5222 | 6992
4071 | 5221 | 6990
4072 | 5219 | 6988
4073 | 5217 | 6982
4074 | 5211 | 6978
4075 | 5209 | 6975
4076 | 5206 | 6971
4077 | 5204 | 6963
4078 | 5199 | 6963
4079 | 5198 | 6951
4080 | 5198 | 6949
4081 | 5197 | 6935
4082 | 5195 | 6934
4083 | 5194 | 6919
4084 | 5192 | 6914
4085 | 5188 | 6914
4086 | 5184 | 6913
4087 | 5178 | 6912
4088 | 5164 | 6902
4089 | 5161 | 6902
4090 | 5161 | 6900
4091 | 5144 | 6885
4092 | 5141 | 6881
4093 | 5131 | 6877
4094 | 5125 | 6859
4095 | 5123 | 6858
4096 | 5123 | 6857
4097 | 5111 | 6848
4098 | 5111 | 6847
4099 | 5101 | 6840
4100 | 5100 | 6833
4101 | 5096 | 6825
4102 | 5082 | 6822
4103 | 5080 | 6819
4104 | 5078 | 6818
4105 | 5077 | 6814
4106 | 5069 | 6809
4107 | 5068 | 6809
4108 | 5068 | 6796
4109 | 5068 | 6795
4110 | 5067 | 6781
4111 | 5063 | 6763
4112 | 5063 | 6758
4113 | 5063 | 6750
4114 | 5059 | 6745
4115 | 5059 | 6740
4116 | 5051 | 6734
4117 | 5049 | 6734
4118 | 5043 | 6732
4119 | 5037 | 6707
4120 | 5034 | 6702
4121 | 5033 | 6690
4122 | 5027 | 6687
4123 | 5026 | 6683
4124 | 5007 | 6682
4125 | 4998 | 6674
4126 | 4997 | 6667
4127 | 4997 | 6639
4128 | 4994 | 6636
4129 | 4986 | 6621
4130 | 4984 | 6613
4131 | 4982 | 6582
4132 | 4976 | 6578
4133 | 4975 | 6555
4134 | 4974 | 6549
4135 | 4972 | 6549
4136 | 4970 | 6548
4137 | 4966 | 6547
4138 | 4964 | 6544
4139 | 4964 | 6542
4140 | 4964 | 6536
4141 | 4959 | 6533
4142 | 4957 | 6532
4143 | 4952 | 6531
4144 | 4949 | 6529
4145 | 4948 | 6526
4146 | 4947 | 6514
4147 | 4947 | 6507
4148 | 4942 | 6504
4149 | 4937 | 6502
4150 | 4937 | 6493
4151 | 4935 | 6488
4152 | 4931 | 6486
4153 | 4928 | 6486
4154 | 4928 | 6470
4155 | 4926 | 6458
4156 | 4925 | 6453
4157 | 4913 | 6452
4158 | 4913 | 6447
4159 | 4913 | 6443
4160 | 4909 | 6430
4161 | 4893 | 6415
4162 | 4891 | 6400
4163 | 4885 | 6397
4164 | 4875 | 6397
4165 | 4874 | 6394
4166 | 4872 | 6393
4167 | 4868 | 6392
4168 | 4863 | 6379
4169 | 4862 | 6371
4170 | 4857 | 6310
4171 | 4857 | 6305
4172 | 4852 | 6301
4173 | 4848 | 6300
4174 | 4845 | 6289
4175 | 4845 | 6277
4176 | 4844 | 6272
4177 | 4841 | 6261
4178 | 4832 | 6243
4179 | 4828 | 6202
4180 | 4814 | 6200
4181 | 4814 | 6173
4182 | 4813 | 6168
4183 | 4803 | 6161
4184 | 4802 | 6160
4185 | 4793 | 6152
4186 | 4790 | 6150
4187 | 4788 | 6147
4188 | 4780 | 6113
4189 | 4770 | 6092
4190 | 4764 | 6091
4191 | 4759 | 6087
4192 | 4752 | 6083
4193 | 4729 | 6067
4194 | 4719 | 6061
4195 | 4715 | 6060
4196 | 4715 | 6044
4197 | 4708 | 6039
4198 | 4706 | 6027
4199 | 4705 | 6026
4200 | 4702 | 6010
4201 | 4697 | 6008
4202 | 4695 | 5987
4203 | 4693 | 5968
4204 | 4692 | 5946
4205 | 4685 | 5945
4206 | 4683 | 5914
4207 | 4676 | 5888
4208 | 4670 | 5858
4209 | 4663 | 5850
4210 | 4663 | 5846
4211 | 4656 | 5840
4212 | 4655 | 5838
4213 | 4652 | 5810
4214 | 4649 | 5793
4215 | 4646 | 5772
4216 | 4633 | 5766
4217 | 4631 | 5766
4218 | 4625 | 5743
4219 | 4608 | 5732
4220 | 4601 | 5717
4221 | 4592 | 5699
4222 | 4591 | 5698
4223 | 4590 | 5686
4224 | 4581 | 5672
4225 | 4578 | 5672
4226 | 4573 | 5671
4227 | 4572 | 5670
4228 | 4565 | 5662
4229 | 4556 | 5651
4230 | 4550 | 5616
4231 | 4547 | 5611
4232 | 4545 | 5593
4233 | 4527 | 5583
4234 | 4526 | 5581
4235 | 4521 | 5580
4236 | 4520 | 5579
4237 | 4519 | 5575
4238 | 4510 | 5552
4239 | 4509 | 5550
4240 | 4506 | 5530
4241 | 4501 | 5523
4242 | 4497 | 5519
4243 | 4493 | 5495
4244 | 4490 | 5492
4245 | 4486 | 5485
4246 | 4483 | 5478
4247 | 4470 | 5474
4248 | 4469 | 5463
4249 | 4468 | 5442
4250 | 4467 | 5439
4251 | 4456 | 5436
4252 | 4453 | 5433
4253 | 4446 | 5402
4254 | 4443 | 5390
4255 | 4440 | 5368
4256 | 4437 | 5363
4257 | 4431 | 5354
4258 | 4412 | 5352
4259 | 4409 | 5338
4260 | 4404 | 5322
4261 | 4403 | 5321
4262 | 4402 | 5320
4263 | 4383 | 5304
4264 | 4380 | 5283
4265 | 4369 | 5282
4266 | 4342 | 5259
4267 | 4335 | 5256
4268 | 4320 | 5254
4269 | 4315 | 5244
4270 | 4312 | 5237
4271 | 4310 | 5204
4272 | 4305 | 5196
4273 | 4303 | 5188
4274 | 4301 | 5181
4275 | 4291 | 5178
4276 | 4286 | 5173
4277 | 4276 | 5167
4278 | 4276 | 5165
4279 | 4253 | 5158
4280 | 4248 | 5145
4281 | 4241 | 5144
4282 | 4238 | 5138
4283 | 4228 | 5138
4284 | 4223 | 5131
4285 | 4210 | 5130
4286 | 4210 | 5107
4287 | 4209 | 5094
4288 | 4209 | 5094
4289 | 4199 | 5091
4290 | 4192 | 5088
4291 | 4182 | 5087
4292 | 4170 | 5078
4293 | 4149 | 5060
4294 | 4145 | 5060
4295 | 4134 | 5008
4296 | 4130 | 4998
4297 | 4128 | 4979
4298 | 4106 | 4978
4299 | 4098 | 4970
4300 | 4094 | 4947
4301 | 4083 | 4933
4302 | 4074 | 4915
4303 | 4064 | 4899
4304 | 4049 | 4886
4305 | 4038 | 4882
4306 | 4033 | 4868
4307 | 4031 | 4866
4308 | 4029 | 4859
4309 | 4007 | 4831
4310 | 3983 | 4809
4311 | 3977 | 4809
4312 | 3973 | 4764
4313 | 3947 | 4740
4314 | 3942 | 4720
4315 | 3923 | 4710
4316 | 3905 | 4663
4317 | 3903 | 4661
4318 | 3886 | 4620
4319 | 3882 | 4611
4320 | 3874 | 4605
4321 | 3865 | 4598
4322 | 3865 | 4594
4323 | 3854 | 4593
4324 | 3853 | 4591
4325 | 3847 | 4567
4326 | 3843 | 4566
4327 | 3835 | 4565
4328 | 3822 | 4553
4329 | 3817 | 4530
4330 | 3809 | 4486
4331 | 3805 | 4463
4332 | 3805 | 4454
4333 | 3802 | 4396
4334 | 3794 | 4392
4335 | 3793 | 4325
4336 | 3791 | 4310
4337 | 3781 | 4275
4338 | 3774 | 4246
4339 | 3771 | 4244
4340 | 3763 | 4240
4341 | 3755 | 4162
4342 | 3749 | 4135
4343 | 3740 | 4022
4344 | 3736 | 4012
4345 | 3730
4346 | 3729
4347 | 3723
4348 | 3697
4349 | 3695
4350 | 3694
4351 | 3664
4352 | 3656
4353 | 3643
4354 | 3635
4355 | 3622
4356 | 3603
4357 | 3587
4358 | 3576
4359 | 3554
4360 | 3553
4361 | 3542
4362 | 3542
4363 | 3526
4364 | 3506
4365 | 3479
4366 | 3472
4367 | 3426
4368 | 3402
4369 | 3399
4370 | 3395
4371 | 3393
4372 | 3370
4373 | 3351
4374 | 3345
4375 | 3307
4376 | 3256
4377 | 3244
4378 | 3230
4379 | 3221
4380 | 3210
4381 | 3189
4382 | 3183
4383 | 3176
4384 | 3052
4385 | 3044
4386 | 3042
4387 | 3015
4388 | 2994
4389 | 2967
4390 | 2967
4391 | 2950
4392 | 2919
4393 | 2893
4394 | 2885
4395 | 2874
4396 | 2859
4397 | 2840
4398 | 2839
4399 | 2834
4400 | 2820
4401 | 2803
4402 | 2774
4403 | 2682
4404 | 2680
4405 | 2667
4406 | 2660
4407 | 2612
4408 | 2598
4409 | 2521
4410 | 2515
4411 | 2443
4412 | 2417
4413 | 2363
4414 | 2327
4415 | 2295
4416 | 2241
Back to main menu

## Figure 16
Back to main menu
Figure 16: Unserved Energy Duration Curve
Duration curve for Index | 2025 | 2030 | 2050
| Unserved Energy (MW) | Unserved Energy (MW) | Unserved Energy (MW)
1 | 2259 | 7403 | 19009
2 | 1777 | 7295 | 18839
3 | 1705 | 7252 | 18769
4 | 1238 | 7206 | 18338
5 | 1182 | 7103 | 18277
6 | 1174 | 7076 | 18181
7 | 1113 | 7062 | 18030
8 | 1049 | 6963 | 18008
9 | 1000 | 6929 | 17884
10 | 895 | 6894 | 17597
11 | 881 | 6691 | 17469
12 | 851 | 6660 | 17412
13 | 827 | 6651 | 17406
14 | 799 | 6642 | 17406
15 | 786 | 6632 | 17291
16 | 724 | 6622 | 17243
17 | 683 | 6550 | 17225
18 | 663 | 6511 | 17217
19 | 657 | 6373 | 17175
20 | 652 | 6359 | 17142
21 | 644 | 6313 | 17111
22 | 637 | 6263 | 17091
23 | 580 | 6232 | 17028
24 | 578 | 6226 | 17023
25 | 533 | 6223 | 16978
26 | 519 | 6218 | 16896
27 | 505 | 6151 | 16731
28 | 477 | 6142 | 16718
29 | 470 | 6069 | 16689
30 | 470 | 6062 | 16683
31 | 458 | 6052 | 16678
32 | 430 | 6041 | 16626
33 | 429 | 6038 | 16608
34 | 416 | 6030 | 16592
35 | 400 | 6021 | 16584
36 | 382 | 6013 | 16573
37 | 371 | 6013 | 16494
38 | 369 | 6004 | 16458
39 | 349 | 5999 | 16430
40 | 348 | 5999 | 16412
41 | 345 | 5952 | 16356
42 | 291 | 5950 | 16350
43 | 261 | 5899 | 16207
44 | 245 | 5893 | 16153
45 | 214 | 5836 | 16140
46 | 214 | 5797 | 16127
47 | 196 | 5781 | 16080
48 | 192 | 5779 | 16042
49 | 186 | 5772 | 16022
50 | 184 | 5690 | 16017
51 | 175 | 5690 | 16009
52 | 73 | 5627 | 15982
53 | 71 | 5626 | 15968
54 | 69 | 5625 | 15950
55 | 60 | 5616 | 15940
56 | 55 | 5610 | 15929
57 | 26 | 5609 | 15921
58 | 12 | 5564 | 15919
59 | 10 | 5563 | 15914
60 | 0 | 5555 | 15913
61 | 0 | 5545 | 15891
62 | 0 | 5543 | 15887
63 | 0 | 5533 | 15881
64 | 0 | 5528 | 15842
65 | 0 | 5511 | 15838
66 | 0 | 5503 | 15818
67 | 0 | 5496 | 15807
68 | 0 | 5494 | 15806
69 | 0 | 5486 | 15802
70 | 0 | 5465 | 15780
71 | 0 | 5447 | 15769
72 | 0 | 5384 | 15755
73 | 0 | 5333 | 15745
74 | 0 | 5329 | 15739
75 | 0 | 5308 | 15706
76 | 0 | 5303 | 15703
77 | 0 | 5283 | 15698
78 | 0 | 5281 | 15676
79 | 0 | 5260 | 15673
80 | 0 | 5229 | 15672
81 | 0 | 5212 | 15663
82 | 0 | 5195 | 15656
83 | 0 | 5194 | 15652
84 | 0 | 5190 | 15647
85 | 0 | 5179 | 15624
86 | 0 | 5150 | 15616
87 | 0 | 5147 | 15614
88 | 0 | 5147 | 15560
89 | 0 | 5145 | 15559
90 | 0 | 5141 | 15537
91 | 0 | 5138 | 15537
92 | 0 | 5137 | 15536
93 | 0 | 5129 | 15531
94 | 0 | 5124 | 15531
95 | 0 | 5116 | 15526
96 | 0 | 5079 | 15516
97 | 0 | 5071 | 15516
98 | 0 | 5062 | 15512
99 | 0 | 5062 | 15508
100 | 0 | 5056 | 15503
101 | 0 | 5025 | 15490
102 | 0 | 5017 | 15487
103 | 0 | 4984 | 15486
104 | 0 | 4980 | 15472
105 | 0 | 4969 | 15453
106 | 0 | 4967 | 15447
107 | 0 | 4962 | 15440
108 | 0 | 4958 | 15439
109 | 0 | 4954 | 15432
110 | 0 | 4952 | 15432
111 | 0 | 4948 | 15417
112 | 0 | 4936 | 15416
113 | 0 | 4936 | 15404
114 | 0 | 4934 | 15400
115 | 0 | 4926 | 15400
116 | 0 | 4913 | 15391
117 | 0 | 4912 | 15383
118 | 0 | 4902 | 15380
119 | 0 | 4887 | 15370
120 | 0 | 4877 | 15365
121 | 0 | 4871 | 15365
122 | 0 | 4869 | 15361
123 | 0 | 4865 | 15360
124 | 0 | 4857 | 15357
125 | 0 | 4852 | 15342
126 | 0 | 4837 | 15338
127 | 0 | 4810 | 15328
128 | 0 | 4804 | 15325
129 | 0 | 4794 | 15307
130 | 0 | 4787 | 15300
131 | 0 | 4772 | 15293
132 | 0 | 4770 | 15293
133 | 0 | 4722 | 15277
134 | 0 | 4711 | 15270
135 | 0 | 4703 | 15263
136 | 0 | 4702 | 15250
137 | 0 | 4698 | 15249
138 | 0 | 4686 | 15249
139 | 0 | 4674 | 15248
140 | 0 | 4672 | 15241
141 | 0 | 4664 | 15239
142 | 0 | 4657 | 15237
143 | 0 | 4648 | 15220
144 | 0 | 4642 | 15215
145 | 0 | 4637 | 15209
146 | 0 | 4605 | 15194
147 | 0 | 4565 | 15183
148 | 0 | 4564 | 15168
149 | 0 | 4557 | 15160
150 | 0 | 4545 | 15157
151 | 0 | 4535 | 15157
152 | 0 | 4531 | 15155
153 | 0 | 4512 | 15154
154 | 0 | 4491 | 15147
155 | 0 | 4486 | 15145
156 | 0 | 4481 | 15144
157 | 0 | 4478 | 15129
158 | 0 | 4471 | 15127
159 | 0 | 4453 | 15127
160 | 0 | 4440 | 15124
161 | 0 | 4436 | 15113
162 | 0 | 4429 | 15109
163 | 0 | 4428 | 15109
164 | 0 | 4424 | 15096
165 | 0 | 4415 | 15078
166 | 0 | 4413 | 15066
167 | 0 | 4411 | 15063
168 | 0 | 4395 | 15042
169 | 0 | 4378 | 15041
170 | 0 | 4375 | 15041
171 | 0 | 4371 | 15031
172 | 0 | 4357 | 15027
173 | 0 | 4353 | 15025
174 | 0 | 4349 | 15022
175 | 0 | 4345 | 15018
176 | 0 | 4343 | 15015
177 | 0 | 4319 | 15014
178 | 0 | 4307 | 14992
179 | 0 | 4297 | 14991
180 | 0 | 4287 | 14990
181 | 0 | 4282 | 14987
182 | 0 | 4277 | 14982
183 | 0 | 4274 | 14981
184 | 0 | 4270 | 14980
185 | 0 | 4269 | 14970
186 | 0 | 4259 | 14950
187 | 0 | 4256 | 14949
188 | 0 | 4244 | 14949
189 | 0 | 4240 | 14946
190 | 0 | 4234 | 14946
191 | 0 | 4210 | 14944
192 | 0 | 4210 | 14938
193 | 0 | 4199 | 14934
194 | 0 | 4177 | 14934
195 | 0 | 4154 | 14929
196 | 0 | 4144 | 14921
197 | 0 | 4134 | 14906
198 | 0 | 4133 | 14903
199 | 0 | 4130 | 14900
200 | 0 | 4128 | 14899
201 | 0 | 4125 | 14898
202 | 0 | 4114 | 14895
203 | 0 | 4114 | 14894
204 | 0 | 4113 | 14887
205 | 0 | 4112 | 14885
206 | 0 | 4104 | 14883
207 | 0 | 4090 | 14868
208 | 0 | 4086 | 14868
209 | 0 | 4058 | 14865
210 | 0 | 4057 | 14864
211 | 0 | 4049 | 14862
212 | 0 | 4034 | 14859
213 | 0 | 4033 | 14853
214 | 0 | 4029 | 14853
215 | 0 | 4026 | 14852
216 | 0 | 4024 | 14847
217 | 0 | 4012 | 14847
218 | 0 | 4011 | 14846
219 | 0 | 4003 | 14843
220 | 0 | 4002 | 14843
221 | 0 | 3999 | 14843
222 | 0 | 3994 | 14839
223 | 0 | 3993 | 14839
224 | 0 | 3987 | 14837
225 | 0 | 3986 | 14833
226 | 0 | 3974 | 14830
227 | 0 | 3969 | 14830
228 | 0 | 3967 | 14827
229 | 0 | 3959 | 14825
230 | 0 | 3959 | 14825
231 | 0 | 3959 | 14824
232 | 0 | 3948 | 14823
233 | 0 | 3946 | 14820
234 | 0 | 3942 | 14814
235 | 0 | 3938 | 14806
236 | 0 | 3936 | 14805
237 | 0 | 3932 | 14799
238 | 0 | 3931 | 14796
239 | 0 | 3900 | 14792
240 | 0 | 3893 | 14789
241 | 0 | 3892 | 14788
242 | 0 | 3891 | 14785
243 | 0 | 3884 | 14784
244 | 0 | 3864 | 14783
245 | 0 | 3860 | 14782
246 | 0 | 3852 | 14781
247 | 0 | 3852 | 14781
248 | 0 | 3850 | 14779
249 | 0 | 3845 | 14776
250 | 0 | 3837 | 14775
251 | 0 | 3830 | 14775
252 | 0 | 3829 | 14758
253 | 0 | 3825 | 14750
254 | 0 | 3815 | 14750
255 | 0 | 3809 | 14748
256 | 0 | 3801 | 14745
257 | 0 | 3794 | 14744
258 | 0 | 3783 | 14743
259 | 0 | 3780 | 14739
260 | 0 | 3766 | 14736
261 | 0 | 3763 | 14730
262 | 0 | 3756 | 14719
263 | 0 | 3755 | 14717
264 | 0 | 3733 | 14713
265 | 0 | 3731 | 14703
266 | 0 | 3731 | 14691
267 | 0 | 3725 | 14686
268 | 0 | 3717 | 14677
269 | 0 | 3716 | 14677
270 | 0 | 3710 | 14671
271 | 0 | 3709 | 14666
272 | 0 | 3708 | 14664
273 | 0 | 3706 | 14662
274 | 0 | 3705 | 14658
275 | 0 | 3697 | 14658
276 | 0 | 3688 | 14657
277 | 0 | 3683 | 14655
278 | 0 | 3681 | 14651
279 | 0 | 3671 | 14647
280 | 0 | 3662 | 14647
281 | 0 | 3656 | 14646
282 | 0 | 3656 | 14640
283 | 0 | 3655 | 14639
284 | 0 | 3654 | 14639
285 | 0 | 3653 | 14634
286 | 0 | 3650 | 14629
287 | 0 | 3641 | 14626
288 | 0 | 3639 | 14626
289 | 0 | 3638 | 14621
290 | 0 | 3629 | 14620
291 | 0 | 3623 | 14609
292 | 0 | 3613 | 14607
293 | 0 | 3602 | 14604
294 | 0 | 3602 | 14604
295 | 0 | 3599 | 14603
296 | 0 | 3598 | 14601
297 | 0 | 3595 | 14600
298 | 0 | 3586 | 14599
299 | 0 | 3585 | 14598
300 | 0 | 3578 | 14594
301 | 0 | 3577 | 14591
302 | 0 | 3565 | 14577
303 | 0 | 3561 | 14573
304 | 0 | 3553 | 14570
305 | 0 | 3550 | 14569
306 | 0 | 3543 | 14560
307 | 0 | 3538 | 14559
308 | 0 | 3534 | 14558
309 | 0 | 3533 | 14556
310 | 0 | 3530 | 14552
311 | 0 | 3529 | 14547
312 | 0 | 3529 | 14538
313 | 0 | 3521 | 14537
314 | 0 | 3513 | 14536
315 | 0 | 3508 | 14536
316 | 0 | 3497 | 14535
317 | 0 | 3490 | 14534
318 | 0 | 3490 | 14532
319 | 0 | 3487 | 14532
320 | 0 | 3480 | 14526
321 | 0 | 3475 | 14519
322 | 0 | 3474 | 14519
323 | 0 | 3472 | 14515
324 | 0 | 3467 | 14513
325 | 0 | 3465 | 14511
326 | 0 | 3462 | 14508
327 | 0 | 3458 | 14503
328 | 0 | 3457 | 14497
329 | 0 | 3448 | 14496
330 | 0 | 3444 | 14490
331 | 0 | 3443 | 14489
332 | 0 | 3440 | 14484
333 | 0 | 3433 | 14484
334 | 0 | 3431 | 14483
335 | 0 | 3422 | 14482
336 | 0 | 3421 | 14481
337 | 0 | 3414 | 14478
338 | 0 | 3406 | 14475
339 | 0 | 3404 | 14473
340 | 0 | 3398 | 14473
341 | 0 | 3395 | 14472
342 | 0 | 3393 | 14468
343 | 0 | 3387 | 14465
344 | 0 | 3386 | 14457
345 | 0 | 3369 | 14453
346 | 0 | 3369 | 14449
347 | 0 | 3369 | 14443
348 | 0 | 3360 | 14440
349 | 0 | 3360 | 14440
350 | 0 | 3357 | 14438
351 | 0 | 3355 | 14434
352 | 0 | 3354 | 14433
353 | 0 | 3353 | 14423
354 | 0 | 3350 | 14423
355 | 0 | 3347 | 14422
356 | 0 | 3346 | 14417
357 | 0 | 3339 | 14417
358 | 0 | 3332 | 14416
359 | 0 | 3323 | 14416
360 | 0 | 3323 | 14414
361 | 0 | 3321 | 14411
362 | 0 | 3318 | 14411
363 | 0 | 3311 | 14407
364 | 0 | 3301 | 14407
365 | 0 | 3300 | 14407
366 | 0 | 3288 | 14406
367 | 0 | 3286 | 14404
368 | 0 | 3285 | 14403
369 | 0 | 3282 | 14396
370 | 0 | 3276 | 14395
371 | 0 | 3268 | 14393
372 | 0 | 3266 | 14381
373 | 0 | 3258 | 14377
374 | 0 | 3256 | 14375
375 | 0 | 3255 | 14374
376 | 0 | 3249 | 14374
377 | 0 | 3247 | 14370
378 | 0 | 3239 | 14369
379 | 0 | 3236 | 14364
380 | 0 | 3235 | 14363
381 | 0 | 3234 | 14355
382 | 0 | 3220 | 14353
383 | 0 | 3219 | 14344
384 | 0 | 3217 | 14342
385 | 0 | 3216 | 14339
386 | 0 | 3215 | 14331
387 | 0 | 3209 | 14328
388 | 0 | 3207 | 14325
389 | 0 | 3200 | 14316
390 | 0 | 3196 | 14309
391 | 0 | 3196 | 14307
392 | 0 | 3185 | 14306
393 | 0 | 3185 | 14300
394 | 0 | 3180 | 14293
395 | 0 | 3180 | 14292
396 | 0 | 3177 | 14291
397 | 0 | 3173 | 14286
398 | 0 | 3173 | 14285
399 | 0 | 3172 | 14280
400 | 0 | 3163 | 14279
401 | 0 | 3160 | 14276
402 | 0 | 3157 | 14272
403 | 0 | 3154 | 14270
404 | 0 | 3149 | 14263
405 | 0 | 3142 | 14263
406 | 0 | 3137 | 14259
407 | 0 | 3137 | 14253
408 | 0 | 3134 | 14248
409 | 0 | 3134 | 14246
410 | 0 | 3132 | 14244
411 | 0 | 3125 | 14242
412 | 0 | 3120 | 14240
413 | 0 | 3113 | 14239
414 | 0 | 3111 | 14239
415 | 0 | 3101 | 14239
416 | 0 | 3099 | 14239
417 | 0 | 3088 | 14236
418 | 0 | 3080 | 14235
419 | 0 | 3077 | 14227
420 | 0 | 3075 | 14223
421 | 0 | 3073 | 14223
422 | 0 | 3073 | 14218
423 | 0 | 3070 | 14214
424 | 0 | 3070 | 14213
425 | 0 | 3069 | 14209
426 | 0 | 3062 | 14209
427 | 0 | 3053 | 14208
428 | 0 | 3048 | 14207
429 | 0 | 3043 | 14187
430 | 0 | 3036 | 14185
431 | 0 | 3035 | 14182
432 | 0 | 3032 | 14182
433 | 0 | 3032 | 14180
434 | 0 | 3031 | 14173
435 | 0 | 3031 | 14172
436 | 0 | 3025 | 14171
437 | 0 | 3021 | 14167
438 | 0 | 3019 | 14160
439 | 0 | 3012 | 14159
440 | 0 | 3011 | 14157
441 | 0 | 3002 | 14154
442 | 0 | 3002 | 14152
443 | 0 | 3000 | 14150
444 | 0 | 2998 | 14148
445 | 0 | 2995 | 14139
446 | 0 | 2988 | 14135
447 | 0 | 2988 | 14130
448 | 0 | 2988 | 14130
449 | 0 | 2987 | 14128
450 | 0 | 2981 | 14127
451 | 0 | 2979 | 14126
452 | 0 | 2978 | 14124
453 | 0 | 2970 | 14123
454 | 0 | 2969 | 14119
455 | 0 | 2968 | 14117
456 | 0 | 2968 | 14116
457 | 0 | 2967 | 14115
458 | 0 | 2964 | 14114
459 | 0 | 2948 | 14113
460 | 0 | 2943 | 14107
461 | 0 | 2940 | 14104
462 | 0 | 2939 | 14103
463 | 0 | 2939 | 14103
464 | 0 | 2936 | 14100
465 | 0 | 2936 | 14098
466 | 0 | 2935 | 14098
467 | 0 | 2931 | 14097
468 | 0 | 2930 | 14096
469 | 0 | 2930 | 14093
470 | 0 | 2929 | 14088
471 | 0 | 2927 | 14086
472 | 0 | 2926 | 14084
473 | 0 | 2926 | 14084
474 | 0 | 2925 | 14084
475 | 0 | 2924 | 14082
476 | 0 | 2922 | 14080
477 | 0 | 2919 | 14077
478 | 0 | 2915 | 14077
479 | 0 | 2914 | 14076
480 | 0 | 2913 | 14074
481 | 0 | 2901 | 14072
482 | 0 | 2897 | 14072
483 | 0 | 2893 | 14071
484 | 0 | 2891 | 14069
485 | 0 | 2887 | 14067
486 | 0 | 2887 | 14066
487 | 0 | 2877 | 14065
488 | 0 | 2877 | 14064
489 | 0 | 2875 | 14064
490 | 0 | 2874 | 14062
491 | 0 | 2869 | 14061
492 | 0 | 2860 | 14060
493 | 0 | 2855 | 14049
494 | 0 | 2854 | 14049
495 | 0 | 2854 | 14049
496 | 0 | 2849 | 14043
497 | 0 | 2844 | 14042
498 | 0 | 2838 | 14041
499 | 0 | 2838 | 14038
500 | 0 | 2836 | 14035
501 | 0 | 2831 | 14030
502 | 0 | 2831 | 14029
503 | 0 | 2819 | 14028
504 | 0 | 2818 | 14026
505 | 0 | 2816 | 14025
506 | 0 | 2814 | 14024
507 | 0 | 2806 | 14020
508 | 0 | 2803 | 14020
509 | 0 | 2800 | 14020
510 | 0 | 2800 | 14019
511 | 0 | 2799 | 14019
512 | 0 | 2798 | 14018
513 | 0 | 2798 | 14018
514 | 0 | 2793 | 14013
515 | 0 | 2788 | 14012
516 | 0 | 2780 | 14011
517 | 0 | 2779 | 14008
518 | 0 | 2778 | 14006
519 | 0 | 2776 | 14006
520 | 0 | 2775 | 14003
521 | 0 | 2775 | 13998
522 | 0 | 2774 | 13996
523 | 0 | 2770 | 13993
524 | 0 | 2770 | 13993
525 | 0 | 2770 | 13992
526 | 0 | 2769 | 13992
527 | 0 | 2762 | 13989
528 | 0 | 2760 | 13989
529 | 0 | 2759 | 13989
530 | 0 | 2755 | 13988
531 | 0 | 2751 | 13986
532 | 0 | 2751 | 13983
533 | 0 | 2751 | 13976
534 | 0 | 2748 | 13974
535 | 0 | 2747 | 13968
536 | 0 | 2746 | 13966
537 | 0 | 2742 | 13960
538 | 0 | 2741 | 13960
539 | 0 | 2740 | 13959
540 | 0 | 2740 | 13957
541 | 0 | 2739 | 13957
542 | 0 | 2737 | 13956
543 | 0 | 2734 | 13955
544 | 0 | 2734 | 13955
545 | 0 | 2733 | 13946
546 | 0 | 2730 | 13944
547 | 0 | 2729 | 13939
548 | 0 | 2726 | 13926
549 | 0 | 2725 | 13926
550 | 0 | 2718 | 13925
551 | 0 | 2718 | 13919
552 | 0 | 2718 | 13918
553 | 0 | 2718 | 13917
554 | 0 | 2717 | 13915
555 | 0 | 2715 | 13915
556 | 0 | 2708 | 13914
557 | 0 | 2707 | 13910
558 | 0 | 2698 | 13909
559 | 0 | 2697 | 13907
560 | 0 | 2691 | 13901
561 | 0 | 2688 | 13896
562 | 0 | 2683 | 13894
563 | 0 | 2679 | 13893
564 | 0 | 2677 | 13890
565 | 0 | 2676 | 13886
566 | 0 | 2675 | 13884
567 | 0 | 2668 | 13883
568 | 0 | 2665 | 13875
569 | 0 | 2665 | 13874
570 | 0 | 2664 | 13874
571 | 0 | 2663 | 13870
572 | 0 | 2663 | 13870
573 | 0 | 2661 | 13869
574 | 0 | 2656 | 13869
575 | 0 | 2656 | 13865
576 | 0 | 2655 | 13862
577 | 0 | 2650 | 13856
578 | 0 | 2649 | 13856
579 | 0 | 2648 | 13855
580 | 0 | 2644 | 13855
581 | 0 | 2637 | 13853
582 | 0 | 2634 | 13853
583 | 0 | 2634 | 13852
584 | 0 | 2633 | 13852
585 | 0 | 2632 | 13850
586 | 0 | 2631 | 13849
587 | 0 | 2631 | 13847
588 | 0 | 2629 | 13843
589 | 0 | 2629 | 13841
590 | 0 | 2627 | 13840
591 | 0 | 2627 | 13834
592 | 0 | 2626 | 13829
593 | 0 | 2625 | 13827
594 | 0 | 2622 | 13827
595 | 0 | 2618 | 13826
596 | 0 | 2618 | 13825
597 | 0 | 2616 | 13824
598 | 0 | 2614 | 13822
599 | 0 | 2612 | 13820
600 | 0 | 2611 | 13814
601 | 0 | 2609 | 13813
602 | 0 | 2605 | 13813
603 | 0 | 2604 | 13812
604 | 0 | 2604 | 13811
605 | 0 | 2603 | 13809
606 | 0 | 2599 | 13802
607 | 0 | 2596 | 13802
608 | 0 | 2595 | 13797
609 | 0 | 2594 | 13792
610 | 0 | 2594 | 13790
611 | 0 | 2593 | 13789
612 | 0 | 2590 | 13787
613 | 0 | 2586 | 13786
614 | 0 | 2585 | 13786
615 | 0 | 2584 | 13785
616 | 0 | 2584 | 13785
617 | 0 | 2582 | 13784
618 | 0 | 2576 | 13778
619 | 0 | 2571 | 13778
620 | 0 | 2568 | 13778
621 | 0 | 2567 | 13776
622 | 0 | 2564 | 13775
623 | 0 | 2564 | 13774
624 | 0 | 2563 | 13773
625 | 0 | 2563 | 13772
626 | 0 | 2562 | 13770
627 | 0 | 2562 | 13765
628 | 0 | 2554 | 13764
629 | 0 | 2554 | 13761
630 | 0 | 2553 | 13759
631 | 0 | 2548 | 13757
632 | 0 | 2547 | 13755
633 | 0 | 2544 | 13751
634 | 0 | 2541 | 13751
635 | 0 | 2538 | 13750
636 | 0 | 2530 | 13744
637 | 0 | 2528 | 13744
638 | 0 | 2527 | 13742
639 | 0 | 2527 | 13742
640 | 0 | 2524 | 13740
641 | 0 | 2523 | 13736
642 | 0 | 2518 | 13733
643 | 0 | 2515 | 13733
644 | 0 | 2514 | 13732
645 | 0 | 2512 | 13728
646 | 0 | 2509 | 13728
647 | 0 | 2508 | 13727
648 | 0 | 2503 | 13726
649 | 0 | 2503 | 13724
650 | 0 | 2501 | 13718
651 | 0 | 2500 | 13708
652 | 0 | 2495 | 13707
653 | 0 | 2495 | 13706
654 | 0 | 2493 | 13702
655 | 0 | 2490 | 13702
656 | 0 | 2489 | 13701
657 | 0 | 2488 | 13689
658 | 0 | 2486 | 13686
659 | 0 | 2485 | 13686
660 | 0 | 2484 | 13684
661 | 0 | 2481 | 13683
662 | 0 | 2480 | 13681
663 | 0 | 2477 | 13678
664 | 0 | 2474 | 13678
665 | 0 | 2471 | 13678
666 | 0 | 2470 | 13677
667 | 0 | 2467 | 13674
668 | 0 | 2462 | 13674
669 | 0 | 2449 | 13674
670 | 0 | 2448 | 13673
671 | 0 | 2446 | 13672
672 | 0 | 2446 | 13672
673 | 0 | 2445 | 13666
674 | 0 | 2444 | 13663
675 | 0 | 2443 | 13659
676 | 0 | 2442 | 13656
677 | 0 | 2441 | 13655
678 | 0 | 2437 | 13654
679 | 0 | 2434 | 13651
680 | 0 | 2431 | 13650
681 | 0 | 2431 | 13645
682 | 0 | 2430 | 13640
683 | 0 | 2426 | 13633
684 | 0 | 2425 | 13631
685 | 0 | 2418 | 13631
686 | 0 | 2411 | 13628
687 | 0 | 2409 | 13625
688 | 0 | 2402 | 13624
689 | 0 | 2402 | 13619
690 | 0 | 2401 | 13619
691 | 0 | 2400 | 13618
692 | 0 | 2399 | 13614
693 | 0 | 2398 | 13611
694 | 0 | 2398 | 13611
695 | 0 | 2393 | 13610
696 | 0 | 2393 | 13609
697 | 0 | 2392 | 13609
698 | 0 | 2390 | 13608
699 | 0 | 2386 | 13608
700 | 0 | 2385 | 13604
701 | 0 | 2384 | 13602
702 | 0 | 2383 | 13602
703 | 0 | 2382 | 13602
704 | 0 | 2379 | 13600
705 | 0 | 2376 | 13598
706 | 0 | 2375 | 13597
707 | 0 | 2372 | 13594
708 | 0 | 2371 | 13593
709 | 0 | 2371 | 13592
710 | 0 | 2370 | 13591
711 | 0 | 2365 | 13589
712 | 0 | 2365 | 13588
713 | 0 | 2365 | 13583
714 | 0 | 2361 | 13582
715 | 0 | 2360 | 13582
716 | 0 | 2359 | 13581
717 | 0 | 2358 | 13575
718 | 0 | 2358 | 13575
719 | 0 | 2355 | 13572
720 | 0 | 2354 | 13571
721 | 0 | 2354 | 13571
722 | 0 | 2353 | 13568
723 | 0 | 2351 | 13566
724 | 0 | 2345 | 13560
725 | 0 | 2341 | 13556
726 | 0 | 2339 | 13553
727 | 0 | 2339 | 13553
728 | 0 | 2339 | 13549
729 | 0 | 2338 | 13547
730 | 0 | 2336 | 13547
731 | 0 | 2331 | 13547
732 | 0 | 2331 | 13546
733 | 0 | 2329 | 13539
734 | 0 | 2328 | 13537
735 | 0 | 2327 | 13536
736 | 0 | 2322 | 13535
737 | 0 | 2320 | 13535
738 | 0 | 2319 | 13535
739 | 0 | 2318 | 13534
740 | 0 | 2316 | 13533
741 | 0 | 2315 | 13533
742 | 0 | 2312 | 13531
743 | 0 | 2311 | 13531
744 | 0 | 2311 | 13529
745 | 0 | 2310 | 13529
746 | 0 | 2308 | 13523
747 | 0 | 2308 | 13520
748 | 0 | 2307 | 13520
749 | 0 | 2306 | 13520
750 | 0 | 2305 | 13520
751 | 0 | 2304 | 13520
752 | 0 | 2304 | 13520
753 | 0 | 2304 | 13516
754 | 0 | 2301 | 13515
755 | 0 | 2300 | 13510
756 | 0 | 2297 | 13508
757 | 0 | 2297 | 13500
758 | 0 | 2296 | 13499
759 | 0 | 2296 | 13494
760 | 0 | 2294 | 13493
761 | 0 | 2293 | 13487
762 | 0 | 2291 | 13486
763 | 0 | 2291 | 13481
764 | 0 | 2289 | 13481
765 | 0 | 2289 | 13480
766 | 0 | 2287 | 13480
767 | 0 | 2285 | 13479
768 | 0 | 2284 | 13479
769 | 0 | 2283 | 13478
770 | 0 | 2278 | 13476
771 | 0 | 2275 | 13475
772 | 0 | 2274 | 13473
773 | 0 | 2268 | 13470
774 | 0 | 2263 | 13469
775 | 0 | 2261 | 13469
776 | 0 | 2259 | 13468
777 | 0 | 2256 | 13467
778 | 0 | 2253 | 13466
779 | 0 | 2251 | 13463
780 | 0 | 2250 | 13463
781 | 0 | 2247 | 13457
782 | 0 | 2247 | 13456
783 | 0 | 2245 | 13448
784 | 0 | 2243 | 13442
785 | 0 | 2242 | 13434
786 | 0 | 2242 | 13433
787 | 0 | 2237 | 13428
788 | 0 | 2237 | 13427
789 | 0 | 2236 | 13424
790 | 0 | 2236 | 13416
791 | 0 | 2234 | 13415
792 | 0 | 2233 | 13414
793 | 0 | 2233 | 13412
794 | 0 | 2229 | 13409
795 | 0 | 2225 | 13407
796 | 0 | 2224 | 13406
797 | 0 | 2224 | 13405
798 | 0 | 2223 | 13404
799 | 0 | 2220 | 13404
800 | 0 | 2219 | 13403
801 | 0 | 2218 | 13403
802 | 0 | 2217 | 13398
803 | 0 | 2216 | 13398
804 | 0 | 2213 | 13397
805 | 0 | 2210 | 13396
806 | 0 | 2210 | 13393
807 | 0 | 2207 | 13393
808 | 0 | 2206 | 13392
809 | 0 | 2204 | 13390
810 | 0 | 2201 | 13382
811 | 0 | 2201 | 13382
812 | 0 | 2196 | 13380
813 | 0 | 2194 | 13377
814 | 0 | 2193 | 13377
815 | 0 | 2193 | 13376
816 | 0 | 2191 | 13376
817 | 0 | 2190 | 13375
818 | 0 | 2190 | 13374
819 | 0 | 2190 | 13372
820 | 0 | 2187 | 13372
821 | 0 | 2185 | 13371
822 | 0 | 2183 | 13366
823 | 0 | 2182 | 13364
824 | 0 | 2179 | 13364
825 | 0 | 2177 | 13363
826 | 0 | 2175 | 13360
827 | 0 | 2168 | 13360
828 | 0 | 2166 | 13360
829 | 0 | 2165 | 13359
830 | 0 | 2164 | 13359
831 | 0 | 2159 | 13356
832 | 0 | 2159 | 13355
833 | 0 | 2159 | 13355
834 | 0 | 2158 | 13354
835 | 0 | 2158 | 13352
836 | 0 | 2155 | 13348
837 | 0 | 2153 | 13345
838 | 0 | 2152 | 13343
839 | 0 | 2147 | 13341
840 | 0 | 2147 | 13339
841 | 0 | 2147 | 13339
842 | 0 | 2145 | 13336
843 | 0 | 2145 | 13336
844 | 0 | 2144 | 13336
845 | 0 | 2140 | 13334
846 | 0 | 2138 | 13332
847 | 0 | 2137 | 13324
848 | 0 | 2135 | 13322
849 | 0 | 2132 | 13321
850 | 0 | 2130 | 13320
851 | 0 | 2130 | 13318
852 | 0 | 2130 | 13316
853 | 0 | 2129 | 13315
854 | 0 | 2124 | 13311
855 | 0 | 2122 | 13311
856 | 0 | 2121 | 13311
857 | 0 | 2121 | 13310
858 | 0 | 2121 | 13305
859 | 0 | 2120 | 13305
860 | 0 | 2119 | 13305
861 | 0 | 2117 | 13302
862 | 0 | 2115 | 13297
863 | 0 | 2111 | 13297
864 | 0 | 2110 | 13296
865 | 0 | 2109 | 13294
866 | 0 | 2103 | 13293
867 | 0 | 2103 | 13292
868 | 0 | 2102 | 13288
869 | 0 | 2102 | 13287
870 | 0 | 2094 | 13287
871 | 0 | 2092 | 13286
872 | 0 | 2092 | 13286
873 | 0 | 2092 | 13286
874 | 0 | 2091 | 13281
875 | 0 | 2088 | 13279
876 | 0 | 2088 | 13279
877 | 0 | 2085 | 13279
878 | 0 | 2078 | 13272
879 | 0 | 2077 | 13271
880 | 0 | 2076 | 13268
881 | 0 | 2074 | 13265
882 | 0 | 2074 | 13262
883 | 0 | 2073 | 13261
884 | 0 | 2071 | 13261
885 | 0 | 2071 | 13260
886 | 0 | 2066 | 13257
887 | 0 | 2065 | 13255
888 | 0 | 2065 | 13249
889 | 0 | 2064 | 13248
890 | 0 | 2063 | 13248
891 | 0 | 2060 | 13247
892 | 0 | 2057 | 13244
893 | 0 | 2057 | 13244
894 | 0 | 2056 | 13241
895 | 0 | 2056 | 13239
896 | 0 | 2055 | 13237
897 | 0 | 2054 | 13235
898 | 0 | 2054 | 13233
899 | 0 | 2052 | 13231
900 | 0 | 2052 | 13230
901 | 0 | 2052 | 13225
902 | 0 | 2050 | 13225
903 | 0 | 2050 | 13224
904 | 0 | 2049 | 13218
905 | 0 | 2047 | 13217
906 | 0 | 2045 | 13212
907 | 0 | 2044 | 13209
908 | 0 | 2043 | 13208
909 | 0 | 2043 | 13203
910 | 0 | 2043 | 13202
911 | 0 | 2043 | 13200
912 | 0 | 2039 | 13200
913 | 0 | 2035 | 13200
914 | 0 | 2033 | 13197
915 | 0 | 2032 | 13196
916 | 0 | 2031 | 13195
917 | 0 | 2030 | 13193
918 | 0 | 2028 | 13191
919 | 0 | 2026 | 13188
920 | 0 | 2025 | 13188
921 | 0 | 2025 | 13187
922 | 0 | 2022 | 13187
923 | 0 | 2022 | 13187
924 | 0 | 2022 | 13186
925 | 0 | 2022 | 13185
926 | 0 | 2022 | 13182
927 | 0 | 2021 | 13181
928 | 0 | 2021 | 13181
929 | 0 | 2019 | 13180
930 | 0 | 2016 | 13180
931 | 0 | 2013 | 13175
932 | 0 | 2012 | 13175
933 | 0 | 2011 | 13173
934 | 0 | 2010 | 13172
935 | 0 | 2009 | 13170
936 | 0 | 2009 | 13169
937 | 0 | 2008 | 13168
938 | 0 | 2007 | 13168
939 | 0 | 2006 | 13164
940 | 0 | 2006 | 13163
941 | 0 | 2005 | 13161
942 | 0 | 2004 | 13160
943 | 0 | 2003 | 13160
944 | 0 | 2002 | 13157
945 | 0 | 2002 | 13154
946 | 0 | 2001 | 13153
947 | 0 | 2000 | 13152
948 | 0 | 1999 | 13152
949 | 0 | 1998 | 13151
950 | 0 | 1996 | 13151
951 | 0 | 1995 | 13145
952 | 0 | 1991 | 13143
953 | 0 | 1989 | 13142
954 | 0 | 1989 | 13141
955 | 0 | 1986 | 13141
956 | 0 | 1983 | 13139
957 | 0 | 1982 | 13138
958 | 0 | 1981 | 13138
959 | 0 | 1980 | 13135
960 | 0 | 1976 | 13130
961 | 0 | 1975 | 13130
962 | 0 | 1972 | 13129
963 | 0 | 1972 | 13126
964 | 0 | 1966 | 13125
965 | 0 | 1966 | 13122
966 | 0 | 1966 | 13120
967 | 0 | 1965 | 13117
968 | 0 | 1965 | 13115
969 | 0 | 1964 | 13113
970 | 0 | 1964 | 13113
971 | 0 | 1963 | 13110
972 | 0 | 1961 | 13110
973 | 0 | 1961 | 13110
974 | 0 | 1959 | 13109
975 | 0 | 1956 | 13107
976 | 0 | 1954 | 13106
977 | 0 | 1952 | 13105
978 | 0 | 1952 | 13103
979 | 0 | 1947 | 13103
980 | 0 | 1942 | 13103
981 | 0 | 1941 | 13101
982 | 0 | 1932 | 13101
983 | 0 | 1929 | 13101
984 | 0 | 1928 | 13098
985 | 0 | 1926 | 13095
986 | 0 | 1926 | 13094
987 | 0 | 1925 | 13090
988 | 0 | 1924 | 13083
989 | 0 | 1923 | 13083
990 | 0 | 1922 | 13082
991 | 0 | 1921 | 13081
992 | 0 | 1918 | 13081
993 | 0 | 1918 | 13080
994 | 0 | 1917 | 13076
995 | 0 | 1916 | 13073
996 | 0 | 1913 | 13070
997 | 0 | 1912 | 13068
998 | 0 | 1907 | 13066
999 | 0 | 1906 | 13066
1000 | 0 | 1906 | 13064
1001 | 0 | 1905 | 13064
1002 | 0 | 1905 | 13062
1003 | 0 | 1903 | 13061
1004 | 0 | 1901 | 13057
1005 | 0 | 1900 | 13052
1006 | 0 | 1898 | 13051
1007 | 0 | 1897 | 13049
1008 | 0 | 1897 | 13042
1009 | 0 | 1895 | 13038
1010 | 0 | 1891 | 13037
1011 | 0 | 1890 | 13036
1012 | 0 | 1888 | 13036
1013 | 0 | 1886 | 13036
1014 | 0 | 1885 | 13036
1015 | 0 | 1884 | 13035
1016 | 0 | 1884 | 13035
1017 | 0 | 1879 | 13031
1018 | 0 | 1877 | 13030
1019 | 0 | 1874 | 13030
1020 | 0 | 1873 | 13029
1021 | 0 | 1873 | 13023
1022 | 0 | 1872 | 13023
1023 | 0 | 1868 | 13021
1024 | 0 | 1863 | 13020
1025 | 0 | 1860 | 13016
1026 | 0 | 1860 | 13013
1027 | 0 | 1858 | 13011
1028 | 0 | 1857 | 13010
1029 | 0 | 1855 | 13010
1030 | 0 | 1851 | 13009
1031 | 0 | 1848 | 13006
1032 | 0 | 1848 | 13005
1033 | 0 | 1845 | 13004
1034 | 0 | 1844 | 12999
1035 | 0 | 1844 | 12997
1036 | 0 | 1843 | 12996
1037 | 0 | 1843 | 12995
1038 | 0 | 1839 | 12993
1039 | 0 | 1838 | 12987
1040 | 0 | 1835 | 12986
1041 | 0 | 1833 | 12980
1042 | 0 | 1833 | 12979
1043 | 0 | 1833 | 12978
1044 | 0 | 1832 | 12976
1045 | 0 | 1829 | 12976
1046 | 0 | 1824 | 12975
1047 | 0 | 1824 | 12975
1048 | 0 | 1821 | 12974
1049 | 0 | 1816 | 12970
1050 | 0 | 1815 | 12959
1051 | 0 | 1815 | 12957
1052 | 0 | 1814 | 12954
1053 | 0 | 1813 | 12952
1054 | 0 | 1812 | 12950
1055 | 0 | 1812 | 12946
1056 | 0 | 1811 | 12946
1057 | 0 | 1811 | 12944
1058 | 0 | 1809 | 12938
1059 | 0 | 1808 | 12938
1060 | 0 | 1808 | 12937
1061 | 0 | 1805 | 12936
1062 | 0 | 1805 | 12932
1063 | 0 | 1803 | 12928
1064 | 0 | 1802 | 12927
1065 | 0 | 1802 | 12926
1066 | 0 | 1797 | 12920
1067 | 0 | 1797 | 12920
1068 | 0 | 1790 | 12919
1069 | 0 | 1789 | 12917
1070 | 0 | 1787 | 12915
1071 | 0 | 1787 | 12914
1072 | 0 | 1784 | 12913
1073 | 0 | 1782 | 12912
1074 | 0 | 1781 | 12911
1075 | 0 | 1778 | 12909
1076 | 0 | 1777 | 12909
1077 | 0 | 1775 | 12909
1078 | 0 | 1775 | 12908
1079 | 0 | 1774 | 12907
1080 | 0 | 1773 | 12906
1081 | 0 | 1772 | 12902
1082 | 0 | 1770 | 12901
1083 | 0 | 1770 | 12900
1084 | 0 | 1770 | 12898
1085 | 0 | 1769 | 12897
1086 | 0 | 1768 | 12896
1087 | 0 | 1768 | 12895
1088 | 0 | 1767 | 12894
1089 | 0 | 1766 | 12892
1090 | 0 | 1761 | 12891
1091 | 0 | 1759 | 12890
1092 | 0 | 1756 | 12889
1093 | 0 | 1755 | 12886
1094 | 0 | 1754 | 12885
1095 | 0 | 1753 | 12885
1096 | 0 | 1753 | 12884
1097 | 0 | 1753 | 12883
1098 | 0 | 1750 | 12880
1099 | 0 | 1748 | 12877
1100 | 0 | 1748 | 12873
1101 | 0 | 1748 | 12873
1102 | 0 | 1747 | 12873
1103 | 0 | 1746 | 12871
1104 | 0 | 1745 | 12870
1105 | 0 | 1744 | 12869
1106 | 0 | 1744 | 12869
1107 | 0 | 1744 | 12867
1108 | 0 | 1743 | 12866
1109 | 0 | 1742 | 12865
1110 | 0 | 1741 | 12864
1111 | 0 | 1740 | 12860
1112 | 0 | 1739 | 12859
1113 | 0 | 1739 | 12856
1114 | 0 | 1737 | 12853
1115 | 0 | 1736 | 12853
1116 | 0 | 1735 | 12853
1117 | 0 | 1733 | 12851
1118 | 0 | 1730 | 12850
1119 | 0 | 1729 | 12843
1120 | 0 | 1728 | 12843
1121 | 0 | 1722 | 12842
1122 | 0 | 1721 | 12841
1123 | 0 | 1720 | 12840
1124 | 0 | 1720 | 12840
1125 | 0 | 1718 | 12838
1126 | 0 | 1716 | 12837
1127 | 0 | 1716 | 12835
1128 | 0 | 1716 | 12831
1129 | 0 | 1716 | 12831
1130 | 0 | 1715 | 12829
1131 | 0 | 1715 | 12829
1132 | 0 | 1714 | 12828
1133 | 0 | 1713 | 12828
1134 | 0 | 1711 | 12827
1135 | 0 | 1711 | 12826
1136 | 0 | 1711 | 12826
1137 | 0 | 1708 | 12825
1138 | 0 | 1708 | 12823
1139 | 0 | 1707 | 12822
1140 | 0 | 1706 | 12822
1141 | 0 | 1705 | 12820
1142 | 0 | 1704 | 12818
1143 | 0 | 1703 | 12817
1144 | 0 | 1702 | 12814
1145 | 0 | 1696 | 12813
1146 | 0 | 1695 | 12811
1147 | 0 | 1693 | 12809
1148 | 0 | 1692 | 12809
1149 | 0 | 1691 | 12806
1150 | 0 | 1691 | 12805
1151 | 0 | 1690 | 12804
1152 | 0 | 1689 | 12802
1153 | 0 | 1685 | 12800
1154 | 0 | 1684 | 12799
1155 | 0 | 1676 | 12797
1156 | 0 | 1675 | 12794
1157 | 0 | 1674 | 12793
1158 | 0 | 1674 | 12791
1159 | 0 | 1673 | 12791
1160 | 0 | 1671 | 12789
1161 | 0 | 1671 | 12787
1162 | 0 | 1670 | 12787
1163 | 0 | 1669 | 12785
1164 | 0 | 1668 | 12781
1165 | 0 | 1667 | 12781
1166 | 0 | 1667 | 12778
1167 | 0 | 1665 | 12771
1168 | 0 | 1663 | 12771
1169 | 0 | 1663 | 12768
1170 | 0 | 1662 | 12764
1171 | 0 | 1658 | 12762
1172 | 0 | 1655 | 12762
1173 | 0 | 1655 | 12761
1174 | 0 | 1654 | 12760
1175 | 0 | 1650 | 12760
1176 | 0 | 1650 | 12759
1177 | 0 | 1645 | 12759
1178 | 0 | 1642 | 12758
1179 | 0 | 1637 | 12757
1180 | 0 | 1637 | 12756
1181 | 0 | 1633 | 12753
1182 | 0 | 1631 | 12751
1183 | 0 | 1631 | 12751
1184 | 0 | 1630 | 12749
1185 | 0 | 1629 | 12748
1186 | 0 | 1622 | 12747
1187 | 0 | 1617 | 12747
1188 | 0 | 1614 | 12746
1189 | 0 | 1612 | 12744
1190 | 0 | 1612 | 12739
1191 | 0 | 1612 | 12735
1192 | 0 | 1611 | 12735
1193 | 0 | 1606 | 12735
1194 | 0 | 1605 | 12734
1195 | 0 | 1604 | 12733
1196 | 0 | 1604 | 12730
1197 | 0 | 1603 | 12730
1198 | 0 | 1600 | 12729
1199 | 0 | 1600 | 12722
1200 | 0 | 1597 | 12721
1201 | 0 | 1597 | 12720
1202 | 0 | 1595 | 12720
1203 | 0 | 1594 | 12719
1204 | 0 | 1593 | 12719
1205 | 0 | 1590 | 12718
1206 | 0 | 1590 | 12715
1207 | 0 | 1590 | 12714
1208 | 0 | 1588 | 12714
1209 | 0 | 1587 | 12714
1210 | 0 | 1585 | 12712
1211 | 0 | 1584 | 12712
1212 | 0 | 1583 | 12711
1213 | 0 | 1583 | 12710
1214 | 0 | 1582 | 12710
1215 | 0 | 1577 | 12709
1216 | 0 | 1575 | 12707
1217 | 0 | 1573 | 12705
1218 | 0 | 1570 | 12705
1219 | 0 | 1568 | 12705
1220 | 0 | 1568 | 12704
1221 | 0 | 1568 | 12703
1222 | 0 | 1567 | 12701
1223 | 0 | 1567 | 12699
1224 | 0 | 1563 | 12699
1225 | 0 | 1563 | 12694
1226 | 0 | 1563 | 12693
1227 | 0 | 1561 | 12693
1228 | 0 | 1558 | 12691
1229 | 0 | 1557 | 12686
1230 | 0 | 1555 | 12684
1231 | 0 | 1554 | 12683
1232 | 0 | 1552 | 12682
1233 | 0 | 1552 | 12679
1234 | 0 | 1551 | 12677
1235 | 0 | 1547 | 12676
1236 | 0 | 1547 | 12675
1237 | 0 | 1543 | 12674
1238 | 0 | 1543 | 12672
1239 | 0 | 1543 | 12672
1240 | 0 | 1543 | 12671
1241 | 0 | 1542 | 12671
1242 | 0 | 1541 | 12671
1243 | 0 | 1541 | 12667
1244 | 0 | 1541 | 12666
1245 | 0 | 1540 | 12665
1246 | 0 | 1540 | 12664
1247 | 0 | 1540 | 12662
1248 | 0 | 1537 | 12661
1249 | 0 | 1537 | 12661
1250 | 0 | 1536 | 12661
1251 | 0 | 1535 | 12659
1252 | 0 | 1534 | 12657
1253 | 0 | 1534 | 12653
1254 | 0 | 1530 | 12652
1255 | 0 | 1529 | 12652
1256 | 0 | 1525 | 12647
1257 | 0 | 1524 | 12639
1258 | 0 | 1522 | 12638
1259 | 0 | 1520 | 12638
1260 | 0 | 1520 | 12636
1261 | 0 | 1520 | 12635
1262 | 0 | 1519 | 12634
1263 | 0 | 1518 | 12632
1264 | 0 | 1515 | 12632
1265 | 0 | 1513 | 12631
1266 | 0 | 1509 | 12631
1267 | 0 | 1508 | 12631
1268 | 0 | 1507 | 12630
1269 | 0 | 1506 | 12628
1270 | 0 | 1505 | 12624
1271 | 0 | 1505 | 12623
1272 | 0 | 1503 | 12622
1273 | 0 | 1500 | 12622
1274 | 0 | 1497 | 12621
1275 | 0 | 1496 | 12618
1276 | 0 | 1494 | 12618
1277 | 0 | 1492 | 12617
1278 | 0 | 1489 | 12617
1279 | 0 | 1488 | 12617
1280 | 0 | 1486 | 12617
1281 | 0 | 1486 | 12613
1282 | 0 | 1484 | 12613
1283 | 0 | 1483 | 12613
1284 | 0 | 1481 | 12612
1285 | 0 | 1479 | 12611
1286 | 0 | 1477 | 12609
1287 | 0 | 1477 | 12608
1288 | 0 | 1477 | 12607
1289 | 0 | 1477 | 12607
1290 | 0 | 1477 | 12607
1291 | 0 | 1476 | 12606
1292 | 0 | 1476 | 12606
1293 | 0 | 1475 | 12605
1294 | 0 | 1473 | 12605
1295 | 0 | 1472 | 12604
1296 | 0 | 1471 | 12601
1297 | 0 | 1467 | 12601
1298 | 0 | 1467 | 12601
1299 | 0 | 1467 | 12599
1300 | 0 | 1467 | 12599
1301 | 0 | 1463 | 12599
1302 | 0 | 1463 | 12598
1303 | 0 | 1460 | 12596
1304 | 0 | 1459 | 12596
1305 | 0 | 1458 | 12595
1306 | 0 | 1457 | 12595
1307 | 0 | 1456 | 12594
1308 | 0 | 1454 | 12592
1309 | 0 | 1453 | 12591
1310 | 0 | 1449 | 12590
1311 | 0 | 1448 | 12589
1312 | 0 | 1448 | 12588
1313 | 0 | 1443 | 12588
1314 | 0 | 1442 | 12586
1315 | 0 | 1440 | 12584
1316 | 0 | 1438 | 12583
1317 | 0 | 1435 | 12582
1318 | 0 | 1434 | 12581
1319 | 0 | 1433 | 12580
1320 | 0 | 1432 | 12579
1321 | 0 | 1431 | 12577
1322 | 0 | 1430 | 12577
1323 | 0 | 1428 | 12577
1324 | 0 | 1427 | 12576
1325 | 0 | 1425 | 12576
1326 | 0 | 1423 | 12574
1327 | 0 | 1422 | 12574
1328 | 0 | 1421 | 12574
1329 | 0 | 1419 | 12571
1330 | 0 | 1416 | 12569
1331 | 0 | 1415 | 12568
1332 | 0 | 1411 | 12566
1333 | 0 | 1410 | 12565
1334 | 0 | 1408 | 12562
1335 | 0 | 1407 | 12561
1336 | 0 | 1407 | 12560
1337 | 0 | 1406 | 12559
1338 | 0 | 1405 | 12557
1339 | 0 | 1403 | 12557
1340 | 0 | 1402 | 12557
1341 | 0 | 1400 | 12556
1342 | 0 | 1399 | 12556
1343 | 0 | 1399 | 12552
1344 | 0 | 1397 | 12549
1345 | 0 | 1396 | 12549
1346 | 0 | 1396 | 12549
1347 | 0 | 1393 | 12548
1348 | 0 | 1392 | 12547
1349 | 0 | 1390 | 12543
1350 | 0 | 1387 | 12543
1351 | 0 | 1387 | 12543
1352 | 0 | 1387 | 12540
1353 | 0 | 1385 | 12540
1354 | 0 | 1383 | 12540
1355 | 0 | 1382 | 12538
1356 | 0 | 1378 | 12538
1357 | 0 | 1376 | 12535
1358 | 0 | 1373 | 12535
1359 | 0 | 1372 | 12534
1360 | 0 | 1371 | 12532
1361 | 0 | 1369 | 12530
1362 | 0 | 1367 | 12529
1363 | 0 | 1365 | 12529
1364 | 0 | 1364 | 12529
1365 | 0 | 1363 | 12526
1366 | 0 | 1359 | 12526
1367 | 0 | 1358 | 12526
1368 | 0 | 1358 | 12525
1369 | 0 | 1357 | 12525
1370 | 0 | 1356 | 12524
1371 | 0 | 1355 | 12523
1372 | 0 | 1353 | 12522
1373 | 0 | 1351 | 12522
1374 | 0 | 1348 | 12521
1375 | 0 | 1345 | 12520
1376 | 0 | 1344 | 12515
1377 | 0 | 1337 | 12513
1378 | 0 | 1337 | 12512
1379 | 0 | 1336 | 12511
1380 | 0 | 1336 | 12509
1381 | 0 | 1335 | 12505
1382 | 0 | 1333 | 12504
1383 | 0 | 1332 | 12499
1384 | 0 | 1332 | 12496
1385 | 0 | 1331 | 12496
1386 | 0 | 1331 | 12495
1387 | 0 | 1330 | 12495
1388 | 0 | 1330 | 12495
1389 | 0 | 1329 | 12491
1390 | 0 | 1327 | 12490
1391 | 0 | 1326 | 12490
1392 | 0 | 1323 | 12490
1393 | 0 | 1317 | 12488
1394 | 0 | 1316 | 12487
1395 | 0 | 1316 | 12487
1396 | 0 | 1316 | 12485
1397 | 0 | 1311 | 12485
1398 | 0 | 1311 | 12483
1399 | 0 | 1310 | 12482
1400 | 0 | 1308 | 12481
1401 | 0 | 1308 | 12481
1402 | 0 | 1306 | 12480
1403 | 0 | 1305 | 12480
1404 | 0 | 1301 | 12477
1405 | 0 | 1299 | 12476
1406 | 0 | 1299 | 12476
1407 | 0 | 1298 | 12475
1408 | 0 | 1295 | 12475
1409 | 0 | 1294 | 12474
1410 | 0 | 1287 | 12471
1411 | 0 | 1287 | 12470
1412 | 0 | 1286 | 12468
1413 | 0 | 1286 | 12465
1414 | 0 | 1285 | 12464
1415 | 0 | 1284 | 12462
1416 | 0 | 1282 | 12460
1417 | 0 | 1281 | 12460
1418 | 0 | 1281 | 12457
1419 | 0 | 1280 | 12457
1420 | 0 | 1276 | 12456
1421 | 0 | 1276 | 12453
1422 | 0 | 1275 | 12452
1423 | 0 | 1274 | 12452
1424 | 0 | 1274 | 12452
1425 | 0 | 1273 | 12450
1426 | 0 | 1273 | 12447
1427 | 0 | 1273 | 12447
1428 | 0 | 1273 | 12445
1429 | 0 | 1272 | 12445
1430 | 0 | 1272 | 12444
1431 | 0 | 1271 | 12443
1432 | 0 | 1271 | 12442
1433 | 0 | 1270 | 12441
1434 | 0 | 1270 | 12441
1435 | 0 | 1267 | 12441
1436 | 0 | 1266 | 12440
1437 | 0 | 1263 | 12440
1438 | 0 | 1258 | 12439
1439 | 0 | 1257 | 12439
1440 | 0 | 1257 | 12435
1441 | 0 | 1257 | 12434
1442 | 0 | 1256 | 12434
1443 | 0 | 1254 | 12433
1444 | 0 | 1252 | 12433
1445 | 0 | 1252 | 12431
1446 | 0 | 1250 | 12430
1447 | 0 | 1249 | 12428
1448 | 0 | 1245 | 12427
1449 | 0 | 1244 | 12426
1450 | 0 | 1244 | 12425
1451 | 0 | 1243 | 12425
1452 | 0 | 1243 | 12422
1453 | 0 | 1243 | 12421
1454 | 0 | 1242 | 12420
1455 | 0 | 1241 | 12418
1456 | 0 | 1240 | 12413
1457 | 0 | 1240 | 12410
1458 | 0 | 1240 | 12410
1459 | 0 | 1239 | 12410
1460 | 0 | 1239 | 12408
1461 | 0 | 1235 | 12404
1462 | 0 | 1235 | 12404
1463 | 0 | 1230 | 12404
1464 | 0 | 1229 | 12403
1465 | 0 | 1229 | 12402
1466 | 0 | 1228 | 12402
1467 | 0 | 1227 | 12401
1468 | 0 | 1226 | 12401
1469 | 0 | 1225 | 12401
1470 | 0 | 1222 | 12401
1471 | 0 | 1220 | 12400
1472 | 0 | 1218 | 12400
1473 | 0 | 1216 | 12400
1474 | 0 | 1208 | 12395
1475 | 0 | 1207 | 12392
1476 | 0 | 1207 | 12392
1477 | 0 | 1206 | 12392
1478 | 0 | 1205 | 12391
1479 | 0 | 1205 | 12391
1480 | 0 | 1202 | 12391
1481 | 0 | 1201 | 12391
1482 | 0 | 1200 | 12387
1483 | 0 | 1200 | 12383
1484 | 0 | 1198 | 12383
1485 | 0 | 1198 | 12383
1486 | 0 | 1194 | 12383
1487 | 0 | 1189 | 12383
1488 | 0 | 1187 | 12380
1489 | 0 | 1184 | 12377
1490 | 0 | 1183 | 12377
1491 | 0 | 1178 | 12377
1492 | 0 | 1177 | 12374
1493 | 0 | 1172 | 12372
1494 | 0 | 1170 | 12371
1495 | 0 | 1170 | 12368
1496 | 0 | 1169 | 12367
1497 | 0 | 1166 | 12367
1498 | 0 | 1165 | 12366
1499 | 0 | 1164 | 12366
1500 | 0 | 1164 | 12365
1501 | 0 | 1164 | 12364
1502 | 0 | 1160 | 12364
1503 | 0 | 1160 | 12360
1504 | 0 | 1158 | 12358
1505 | 0 | 1157 | 12358
1506 | 0 | 1155 | 12355
1507 | 0 | 1154 | 12354
1508 | 0 | 1154 | 12354
1509 | 0 | 1151 | 12351
1510 | 0 | 1151 | 12349
1511 | 0 | 1150 | 12348
1512 | 0 | 1150 | 12345
1513 | 0 | 1149 | 12345
1514 | 0 | 1147 | 12345
1515 | 0 | 1146 | 12344
1516 | 0 | 1146 | 12344
1517 | 0 | 1143 | 12340
1518 | 0 | 1138 | 12340
1519 | 0 | 1138 | 12340
1520 | 0 | 1136 | 12340
1521 | 0 | 1135 | 12338
1522 | 0 | 1134 | 12336
1523 | 0 | 1134 | 12335
1524 | 0 | 1134 | 12333
1525 | 0 | 1133 | 12331
1526 | 0 | 1132 | 12331
1527 | 0 | 1131 | 12329
1528 | 0 | 1128 | 12327
1529 | 0 | 1127 | 12327
1530 | 0 | 1126 | 12325
1531 | 0 | 1124 | 12325
1532 | 0 | 1122 | 12325
1533 | 0 | 1122 | 12324
1534 | 0 | 1120 | 12324
1535 | 0 | 1119 | 12324
1536 | 0 | 1115 | 12322
1537 | 0 | 1115 | 12321
1538 | 0 | 1113 | 12321
1539 | 0 | 1111 | 12320
1540 | 0 | 1111 | 12320
1541 | 0 | 1111 | 12319
1542 | 0 | 1106 | 12319
1543 | 0 | 1105 | 12316
1544 | 0 | 1105 | 12316
1545 | 0 | 1102 | 12313
1546 | 0 | 1098 | 12313
1547 | 0 | 1097 | 12312
1548 | 0 | 1097 | 12311
1549 | 0 | 1096 | 12310
1550 | 0 | 1095 | 12304
1551 | 0 | 1095 | 12302
1552 | 0 | 1095 | 12301
1553 | 0 | 1094 | 12295
1554 | 0 | 1094 | 12294
1555 | 0 | 1093 | 12293
1556 | 0 | 1093 | 12293
1557 | 0 | 1093 | 12290
1558 | 0 | 1089 | 12289
1559 | 0 | 1089 | 12288
1560 | 0 | 1088 | 12288
1561 | 0 | 1085 | 12287
1562 | 0 | 1085 | 12287
1563 | 0 | 1084 | 12287
1564 | 0 | 1082 | 12286
1565 | 0 | 1082 | 12286
1566 | 0 | 1081 | 12286
1567 | 0 | 1081 | 12286
1568 | 0 | 1079 | 12285
1569 | 0 | 1079 | 12284
1570 | 0 | 1079 | 12283
1571 | 0 | 1076 | 12281
1572 | 0 | 1071 | 12281
1573 | 0 | 1071 | 12280
1574 | 0 | 1071 | 12279
1575 | 0 | 1068 | 12279
1576 | 0 | 1062 | 12278
1577 | 0 | 1059 | 12278
1578 | 0 | 1058 | 12278
1579 | 0 | 1058 | 12277
1580 | 0 | 1056 | 12277
1581 | 0 | 1056 | 12275
1582 | 0 | 1050 | 12274
1583 | 0 | 1049 | 12270
1584 | 0 | 1049 | 12269
1585 | 0 | 1049 | 12268
1586 | 0 | 1046 | 12268
1587 | 0 | 1046 | 12267
1588 | 0 | 1044 | 12267
1589 | 0 | 1042 | 12266
1590 | 0 | 1038 | 12266
1591 | 0 | 1034 | 12265
1592 | 0 | 1033 | 12265
1593 | 0 | 1032 | 12262
1594 | 0 | 1032 | 12260
1595 | 0 | 1029 | 12259
1596 | 0 | 1028 | 12258
1597 | 0 | 1026 | 12258
1598 | 0 | 1021 | 12253
1599 | 0 | 1019 | 12251
1600 | 0 | 1019 | 12247
1601 | 0 | 1017 | 12245
1602 | 0 | 1017 | 12244
1603 | 0 | 1014 | 12243
1604 | 0 | 1013 | 12243
1605 | 0 | 1013 | 12242
1606 | 0 | 1010 | 12241
1607 | 0 | 1009 | 12241
1608 | 0 | 1009 | 12240
1609 | 0 | 1008 | 12235
1610 | 0 | 1008 | 12233
1611 | 0 | 1006 | 12228
1612 | 0 | 1003 | 12228
1613 | 0 | 1002 | 12227
1614 | 0 | 1002 | 12226
1615 | 0 | 1002 | 12225
1616 | 0 | 1002 | 12224
1617 | 0 | 1001 | 12222
1618 | 0 | 1000 | 12221
1619 | 0 | 999 | 12221
1620 | 0 | 999 | 12219
1621 | 0 | 998 | 12218
1622 | 0 | 997 | 12218
1623 | 0 | 996 | 12216
1624 | 0 | 993 | 12216
1625 | 0 | 992 | 12215
1626 | 0 | 991 | 12215
1627 | 0 | 987 | 12215
1628 | 0 | 986 | 12214
1629 | 0 | 984 | 12214
1630 | 0 | 983 | 12214
1631 | 0 | 982 | 12212
1632 | 0 | 981 | 12212
1633 | 0 | 980 | 12211
1634 | 0 | 980 | 12211
1635 | 0 | 977 | 12210
1636 | 0 | 974 | 12210
1637 | 0 | 973 | 12209
1638 | 0 | 971 | 12206
1639 | 0 | 970 | 12205
1640 | 0 | 970 | 12203
1641 | 0 | 967 | 12202
1642 | 0 | 966 | 12201
1643 | 0 | 965 | 12200
1644 | 0 | 964 | 12200
1645 | 0 | 964 | 12199
1646 | 0 | 961 | 12197
1647 | 0 | 961 | 12196
1648 | 0 | 961 | 12195
1649 | 0 | 961 | 12192
1650 | 0 | 959 | 12191
1651 | 0 | 958 | 12191
1652 | 0 | 958 | 12190
1653 | 0 | 957 | 12186
1654 | 0 | 955 | 12183
1655 | 0 | 955 | 12181
1656 | 0 | 952 | 12181
1657 | 0 | 951 | 12181
1658 | 0 | 948 | 12178
1659 | 0 | 947 | 12177
1660 | 0 | 947 | 12174
1661 | 0 | 945 | 12174
1662 | 0 | 944 | 12174
1663 | 0 | 944 | 12171
1664 | 0 | 942 | 12171
1665 | 0 | 939 | 12169
1666 | 0 | 938 | 12168
1667 | 0 | 938 | 12167
1668 | 0 | 935 | 12166
1669 | 0 | 933 | 12164
1670 | 0 | 933 | 12164
1671 | 0 | 932 | 12161
1672 | 0 | 932 | 12161
1673 | 0 | 931 | 12160
1674 | 0 | 930 | 12159
1675 | 0 | 930 | 12156
1676 | 0 | 928 | 12156
1677 | 0 | 924 | 12154
1678 | 0 | 924 | 12153
1679 | 0 | 923 | 12153
1680 | 0 | 922 | 12153
1681 | 0 | 922 | 12151
1682 | 0 | 921 | 12151
1683 | 0 | 920 | 12150
1684 | 0 | 920 | 12149
1685 | 0 | 919 | 12146
1686 | 0 | 914 | 12143
1687 | 0 | 911 | 12143
1688 | 0 | 910 | 12142
1689 | 0 | 908 | 12141
1690 | 0 | 908 | 12141
1691 | 0 | 908 | 12140
1692 | 0 | 908 | 12139
1693 | 0 | 906 | 12139
1694 | 0 | 905 | 12138
1695 | 0 | 905 | 12136
1696 | 0 | 905 | 12136
1697 | 0 | 905 | 12136
1698 | 0 | 904 | 12135
1699 | 0 | 903 | 12134
1700 | 0 | 902 | 12132
1701 | 0 | 902 | 12131
1702 | 0 | 900 | 12131
1703 | 0 | 900 | 12131
1704 | 0 | 891 | 12130
1705 | 0 | 887 | 12129
1706 | 0 | 884 | 12128
1707 | 0 | 881 | 12126
1708 | 0 | 881 | 12125
1709 | 0 | 881 | 12124
1710 | 0 | 880 | 12123
1711 | 0 | 879 | 12122
1712 | 0 | 879 | 12121
1713 | 0 | 878 | 12121
1714 | 0 | 875 | 12121
1715 | 0 | 874 | 12121
1716 | 0 | 872 | 12121
1717 | 0 | 872 | 12119
1718 | 0 | 871 | 12118
1719 | 0 | 870 | 12118
1720 | 0 | 867 | 12117
1721 | 0 | 867 | 12117
1722 | 0 | 867 | 12117
1723 | 0 | 867 | 12116
1724 | 0 | 866 | 12115
1725 | 0 | 866 | 12114
1726 | 0 | 866 | 12112
1727 | 0 | 863 | 12112
1728 | 0 | 863 | 12111
1729 | 0 | 861 | 12110
1730 | 0 | 860 | 12106
1731 | 0 | 859 | 12105
1732 | 0 | 858 | 12105
1733 | 0 | 858 | 12103
1734 | 0 | 857 | 12103
1735 | 0 | 856 | 12102
1736 | 0 | 853 | 12102
1737 | 0 | 852 | 12100
1738 | 0 | 851 | 12100
1739 | 0 | 848 | 12099
1740 | 0 | 848 | 12098
1741 | 0 | 848 | 12095
1742 | 0 | 845 | 12093
1743 | 0 | 844 | 12092
1744 | 0 | 839 | 12089
1745 | 0 | 839 | 12089
1746 | 0 | 836 | 12088
1747 | 0 | 835 | 12084
1748 | 0 | 835 | 12084
1749 | 0 | 832 | 12082
1750 | 0 | 831 | 12079
1751 | 0 | 831 | 12079
1752 | 0 | 830 | 12077
1753 | 0 | 829 | 12076
1754 | 0 | 829 | 12075
1755 | 0 | 827 | 12074
1756 | 0 | 826 | 12073
1757 | 0 | 826 | 12072
1758 | 0 | 825 | 12070
1759 | 0 | 824 | 12070
1760 | 0 | 824 | 12069
1761 | 0 | 824 | 12068
1762 | 0 | 824 | 12065
1763 | 0 | 820 | 12065
1764 | 0 | 820 | 12065
1765 | 0 | 816 | 12063
1766 | 0 | 813 | 12060
1767 | 0 | 809 | 12057
1768 | 0 | 808 | 12056
1769 | 0 | 806 | 12056
1770 | 0 | 805 | 12054
1771 | 0 | 804 | 12054
1772 | 0 | 803 | 12051
1773 | 0 | 802 | 12050
1774 | 0 | 801 | 12050
1775 | 0 | 801 | 12049
1776 | 0 | 798 | 12043
1777 | 0 | 798 | 12043
1778 | 0 | 797 | 12042
1779 | 0 | 793 | 12042
1780 | 0 | 789 | 12042
1781 | 0 | 788 | 12039
1782 | 0 | 788 | 12039
1783 | 0 | 787 | 12037
1784 | 0 | 786 | 12033
1785 | 0 | 785 | 12033
1786 | 0 | 785 | 12032
1787 | 0 | 783 | 12032
1788 | 0 | 782 | 12032
1789 | 0 | 781 | 12031
1790 | 0 | 780 | 12030
1791 | 0 | 778 | 12029
1792 | 0 | 773 | 12028
1793 | 0 | 773 | 12028
1794 | 0 | 771 | 12027
1795 | 0 | 767 | 12024
1796 | 0 | 763 | 12023
1797 | 0 | 761 | 12023
1798 | 0 | 760 | 12023
1799 | 0 | 759 | 12023
1800 | 0 | 758 | 12022
1801 | 0 | 757 | 12021
1802 | 0 | 757 | 12021
1803 | 0 | 753 | 12021
1804 | 0 | 753 | 12017
1805 | 0 | 752 | 12017
1806 | 0 | 749 | 12016
1807 | 0 | 748 | 12015
1808 | 0 | 748 | 12014
1809 | 0 | 747 | 12012
1810 | 0 | 746 | 12011
1811 | 0 | 745 | 12010
1812 | 0 | 745 | 12009
1813 | 0 | 744 | 12009
1814 | 0 | 742 | 12009
1815 | 0 | 742 | 12008
1816 | 0 | 741 | 12006
1817 | 0 | 740 | 12004
1818 | 0 | 739 | 12004
1819 | 0 | 737 | 12004
1820 | 0 | 737 | 12004
1821 | 0 | 736 | 12002
1822 | 0 | 736 | 12000
1823 | 0 | 735 | 11999
1824 | 0 | 735 | 11998
1825 | 0 | 735 | 11998
1826 | 0 | 734 | 11995
1827 | 0 | 733 | 11993
1828 | 0 | 730 | 11992
1829 | 0 | 728 | 11991
1830 | 0 | 727 | 11991
1831 | 0 | 727 | 11989
1832 | 0 | 725 | 11987
1833 | 0 | 723 | 11987
1834 | 0 | 722 | 11984
1835 | 0 | 722 | 11984
1836 | 0 | 721 | 11984
1837 | 0 | 720 | 11979
1838 | 0 | 720 | 11977
1839 | 0 | 720 | 11975
1840 | 0 | 717 | 11974
1841 | 0 | 716 | 11972
1842 | 0 | 715 | 11972
1843 | 0 | 714 | 11972
1844 | 0 | 712 | 11971
1845 | 0 | 711 | 11967
1846 | 0 | 710 | 11966
1847 | 0 | 709 | 11966
1848 | 0 | 709 | 11965
1849 | 0 | 707 | 11965
1850 | 0 | 706 | 11963
1851 | 0 | 705 | 11961
1852 | 0 | 701 | 11961
1853 | 0 | 701 | 11960
1854 | 0 | 699 | 11960
1855 | 0 | 697 | 11958
1856 | 0 | 697 | 11958
1857 | 0 | 696 | 11956
1858 | 0 | 695 | 11956
1859 | 0 | 693 | 11955
1860 | 0 | 693 | 11955
1861 | 0 | 693 | 11954
1862 | 0 | 691 | 11949
1863 | 0 | 691 | 11949
1864 | 0 | 691 | 11948
1865 | 0 | 690 | 11947
1866 | 0 | 690 | 11939
1867 | 0 | 689 | 11936
1868 | 0 | 686 | 11936
1869 | 0 | 685 | 11935
1870 | 0 | 684 | 11932
1871 | 0 | 684 | 11932
1872 | 0 | 684 | 11930
1873 | 0 | 683 | 11928
1874 | 0 | 681 | 11928
1875 | 0 | 680 | 11927
1876 | 0 | 680 | 11926
1877 | 0 | 680 | 11922
1878 | 0 | 680 | 11921
1879 | 0 | 679 | 11921
1880 | 0 | 678 | 11920
1881 | 0 | 677 | 11920
1882 | 0 | 677 | 11918
1883 | 0 | 676 | 11913
1884 | 0 | 675 | 11911
1885 | 0 | 673 | 11911
1886 | 0 | 673 | 11910
1887 | 0 | 670 | 11910
1888 | 0 | 670 | 11909
1889 | 0 | 669 | 11908
1890 | 0 | 668 | 11908
1891 | 0 | 667 | 11906
1892 | 0 | 664 | 11906
1893 | 0 | 664 | 11906
1894 | 0 | 661 | 11906
1895 | 0 | 661 | 11903
1896 | 0 | 660 | 11902
1897 | 0 | 659 | 11901
1898 | 0 | 659 | 11901
1899 | 0 | 659 | 11900
1900 | 0 | 658 | 11897
1901 | 0 | 656 | 11897
1902 | 0 | 654 | 11893
1903 | 0 | 651 | 11893
1904 | 0 | 650 | 11889
1905 | 0 | 650 | 11888
1906 | 0 | 649 | 11885
1907 | 0 | 647 | 11885
1908 | 0 | 647 | 11884
1909 | 0 | 645 | 11884
1910 | 0 | 645 | 11882
1911 | 0 | 643 | 11882
1912 | 0 | 642 | 11880
1913 | 0 | 641 | 11880
1914 | 0 | 641 | 11877
1915 | 0 | 638 | 11877
1916 | 0 | 637 | 11877
1917 | 0 | 635 | 11876
1918 | 0 | 634 | 11876
1919 | 0 | 633 | 11875
1920 | 0 | 633 | 11875
1921 | 0 | 633 | 11874
1922 | 0 | 630 | 11874
1923 | 0 | 628 | 11873
1924 | 0 | 628 | 11873
1925 | 0 | 625 | 11871
1926 | 0 | 621 | 11870
1927 | 0 | 621 | 11869
1928 | 0 | 619 | 11867
1929 | 0 | 619 | 11867
1930 | 0 | 618 | 11866
1931 | 0 | 615 | 11866
1932 | 0 | 615 | 11866
1933 | 0 | 614 | 11865
1934 | 0 | 612 | 11861
1935 | 0 | 612 | 11860
1936 | 0 | 612 | 11859
1937 | 0 | 611 | 11858
1938 | 0 | 609 | 11858
1939 | 0 | 609 | 11858
1940 | 0 | 605 | 11857
1941 | 0 | 603 | 11856
1942 | 0 | 602 | 11855
1943 | 0 | 600 | 11853
1944 | 0 | 600 | 11853
1945 | 0 | 599 | 11852
1946 | 0 | 599 | 11852
1947 | 0 | 599 | 11852
1948 | 0 | 597 | 11850
1949 | 0 | 597 | 11848
1950 | 0 | 597 | 11847
1951 | 0 | 597 | 11847
1952 | 0 | 595 | 11846
1953 | 0 | 595 | 11846
1954 | 0 | 594 | 11846
1955 | 0 | 594 | 11844
1956 | 0 | 592 | 11842
1957 | 0 | 588 | 11841
1958 | 0 | 586 | 11840
1959 | 0 | 586 | 11840
1960 | 0 | 585 | 11836
1961 | 0 | 585 | 11835
1962 | 0 | 584 | 11835
1963 | 0 | 581 | 11833
1964 | 0 | 578 | 11831
1965 | 0 | 577 | 11831
1966 | 0 | 573 | 11829
1967 | 0 | 572 | 11829
1968 | 0 | 571 | 11826
1969 | 0 | 569 | 11826
1970 | 0 | 568 | 11825
1971 | 0 | 568 | 11823
1972 | 0 | 567 | 11822
1973 | 0 | 566 | 11822
1974 | 0 | 564 | 11822
1975 | 0 | 562 | 11820
1976 | 0 | 560 | 11820
1977 | 0 | 560 | 11819
1978 | 0 | 560 | 11817
1979 | 0 | 560 | 11816
1980 | 0 | 559 | 11816
1981 | 0 | 559 | 11815
1982 | 0 | 558 | 11812
1983 | 0 | 558 | 11811
1984 | 0 | 557 | 11810
1985 | 0 | 557 | 11810
1986 | 0 | 555 | 11808
1987 | 0 | 555 | 11807
1988 | 0 | 552 | 11805
1989 | 0 | 550 | 11804
1990 | 0 | 550 | 11803
1991 | 0 | 550 | 11803
1992 | 0 | 549 | 11802
1993 | 0 | 548 | 11799
1994 | 0 | 547 | 11798
1995 | 0 | 547 | 11797
1996 | 0 | 546 | 11797
1997 | 0 | 545 | 11796
1998 | 0 | 543 | 11796
1999 | 0 | 542 | 11795
2000 | 0 | 541 | 11795
2001 | 0 | 540 | 11794
2002 | 0 | 540 | 11793
2003 | 0 | 539 | 11793
2004 | 0 | 537 | 11792
2005 | 0 | 536 | 11792
2006 | 0 | 536 | 11790
2007 | 0 | 536 | 11788
2008 | 0 | 536 | 11787
2009 | 0 | 536 | 11786
2010 | 0 | 533 | 11785
2011 | 0 | 530 | 11785
2012 | 0 | 530 | 11783
2013 | 0 | 529 | 11782
2014 | 0 | 526 | 11781
2015 | 0 | 525 | 11780
2016 | 0 | 525 | 11779
2017 | 0 | 524 | 11778
2018 | 0 | 521 | 11778
2019 | 0 | 519 | 11777
2020 | 0 | 519 | 11776
2021 | 0 | 519 | 11774
2022 | 0 | 517 | 11774
2023 | 0 | 516 | 11771
2024 | 0 | 515 | 11770
2025 | 0 | 515 | 11770
2026 | 0 | 512 | 11770
2027 | 0 | 512 | 11770
2028 | 0 | 509 | 11767
2029 | 0 | 509 | 11766
2030 | 0 | 507 | 11759
2031 | 0 | 507 | 11758
2032 | 0 | 507 | 11758
2033 | 0 | 506 | 11757
2034 | 0 | 506 | 11757
2035 | 0 | 506 | 11756
2036 | 0 | 506 | 11755
2037 | 0 | 503 | 11755
2038 | 0 | 503 | 11754
2039 | 0 | 503 | 11753
2040 | 0 | 501 | 11753
2041 | 0 | 501 | 11753
2042 | 0 | 498 | 11753
2043 | 0 | 498 | 11752
2044 | 0 | 497 | 11751
2045 | 0 | 497 | 11751
2046 | 0 | 495 | 11749
2047 | 0 | 494 | 11749
2048 | 0 | 493 | 11748
2049 | 0 | 492 | 11747
2050 | 0 | 489 | 11747
2051 | 0 | 488 | 11745
2052 | 0 | 485 | 11744
2053 | 0 | 484 | 11744
2054 | 0 | 479 | 11743
2055 | 0 | 479 | 11741
2056 | 0 | 479 | 11741
2057 | 0 | 477 | 11741
2058 | 0 | 477 | 11740
2059 | 0 | 476 | 11740
2060 | 0 | 476 | 11738
2061 | 0 | 476 | 11738
2062 | 0 | 475 | 11734
2063 | 0 | 473 | 11734
2064 | 0 | 471 | 11733
2065 | 0 | 469 | 11733
2066 | 0 | 467 | 11732
2067 | 0 | 467 | 11732
2068 | 0 | 466 | 11729
2069 | 0 | 464 | 11728
2070 | 0 | 463 | 11727
2071 | 0 | 463 | 11726
2072 | 0 | 461 | 11725
2073 | 0 | 461 | 11725
2074 | 0 | 460 | 11724
2075 | 0 | 460 | 11723
2076 | 0 | 459 | 11722
2077 | 0 | 457 | 11722
2078 | 0 | 456 | 11721
2079 | 0 | 452 | 11718
2080 | 0 | 451 | 11718
2081 | 0 | 451 | 11717
2082 | 0 | 450 | 11714
2083 | 0 | 449 | 11713
2084 | 0 | 449 | 11713
2085 | 0 | 447 | 11712
2086 | 0 | 446 | 11712
2087 | 0 | 444 | 11710
2088 | 0 | 441 | 11709
2089 | 0 | 441 | 11708
2090 | 0 | 440 | 11707
2091 | 0 | 440 | 11707
2092 | 0 | 440 | 11706
2093 | 0 | 439 | 11705
2094 | 0 | 439 | 11705
2095 | 0 | 434 | 11703
2096 | 0 | 433 | 11703
2097 | 0 | 432 | 11702
2098 | 0 | 431 | 11702
2099 | 0 | 431 | 11702
2100 | 0 | 430 | 11702
2101 | 0 | 428 | 11701
2102 | 0 | 427 | 11700
2103 | 0 | 427 | 11700
2104 | 0 | 425 | 11699
2105 | 0 | 423 | 11698
2106 | 0 | 420 | 11697
2107 | 0 | 419 | 11696
2108 | 0 | 418 | 11694
2109 | 0 | 418 | 11693
2110 | 0 | 417 | 11692
2111 | 0 | 415 | 11692
2112 | 0 | 414 | 11690
2113 | 0 | 414 | 11690
2114 | 0 | 413 | 11690
2115 | 0 | 413 | 11688
2116 | 0 | 411 | 11686
2117 | 0 | 411 | 11685
2118 | 0 | 409 | 11684
2119 | 0 | 406 | 11684
2120 | 0 | 405 | 11682
2121 | 0 | 405 | 11682
2122 | 0 | 402 | 11682
2123 | 0 | 400 | 11682
2124 | 0 | 400 | 11682
2125 | 0 | 400 | 11681
2126 | 0 | 400 | 11681
2127 | 0 | 399 | 11678
2128 | 0 | 398 | 11675
2129 | 0 | 398 | 11674
2130 | 0 | 396 | 11674
2131 | 0 | 394 | 11672
2132 | 0 | 392 | 11672
2133 | 0 | 392 | 11671
2134 | 0 | 392 | 11670
2135 | 0 | 391 | 11669
2136 | 0 | 391 | 11666
2137 | 0 | 390 | 11664
2138 | 0 | 389 | 11663
2139 | 0 | 388 | 11663
2140 | 0 | 388 | 11663
2141 | 0 | 388 | 11662
2142 | 0 | 387 | 11660
2143 | 0 | 386 | 11658
2144 | 0 | 385 | 11657
2145 | 0 | 385 | 11654
2146 | 0 | 384 | 11654
2147 | 0 | 384 | 11654
2148 | 0 | 379 | 11653
2149 | 0 | 378 | 11653
2150 | 0 | 378 | 11652
2151 | 0 | 378 | 11650
2152 | 0 | 377 | 11649
2153 | 0 | 377 | 11649
2154 | 0 | 377 | 11648
2155 | 0 | 374 | 11647
2156 | 0 | 374 | 11643
2157 | 0 | 368 | 11642
2158 | 0 | 366 | 11640
2159 | 0 | 365 | 11640
2160 | 0 | 365 | 11640
2161 | 0 | 364 | 11637
2162 | 0 | 364 | 11637
2163 | 0 | 364 | 11636
2164 | 0 | 363 | 11635
2165 | 0 | 361 | 11633
2166 | 0 | 361 | 11633
2167 | 0 | 361 | 11632
2168 | 0 | 356 | 11632
2169 | 0 | 355 | 11632
2170 | 0 | 352 | 11630
2171 | 0 | 351 | 11630
2172 | 0 | 349 | 11629
2173 | 0 | 349 | 11627
2174 | 0 | 347 | 11627
2175 | 0 | 346 | 11626
2176 | 0 | 345 | 11624
2177 | 0 | 345 | 11624
2178 | 0 | 343 | 11622
2179 | 0 | 343 | 11620
2180 | 0 | 343 | 11618
2181 | 0 | 342 | 11617
2182 | 0 | 342 | 11616
2183 | 0 | 341 | 11615
2184 | 0 | 340 | 11615
2185 | 0 | 339 | 11612
2186 | 0 | 338 | 11612
2187 | 0 | 337 | 11612
2188 | 0 | 335 | 11612
2189 | 0 | 335 | 11611
2190 | 0 | 333 | 11611
2191 | 0 | 332 | 11610
2192 | 0 | 330 | 11610
2193 | 0 | 329 | 11608
2194 | 0 | 328 | 11607
2195 | 0 | 327 | 11606
2196 | 0 | 326 | 11606
2197 | 0 | 326 | 11605
2198 | 0 | 325 | 11605
2199 | 0 | 324 | 11605
2200 | 0 | 324 | 11604
2201 | 0 | 323 | 11603
2202 | 0 | 323 | 11603
2203 | 0 | 322 | 11601
2204 | 0 | 321 | 11601
2205 | 0 | 320 | 11599
2206 | 0 | 320 | 11599
2207 | 0 | 320 | 11593
2208 | 0 | 320 | 11592
2209 | 0 | 313 | 11590
2210 | 0 | 311 | 11590
2211 | 0 | 308 | 11590
2212 | 0 | 308 | 11588
2213 | 0 | 307 | 11588
2214 | 0 | 307 | 11587
2215 | 0 | 307 | 11587
2216 | 0 | 306 | 11587
2217 | 0 | 304 | 11587
2218 | 0 | 303 | 11586
2219 | 0 | 303 | 11584
2220 | 0 | 302 | 11582
2221 | 0 | 300 | 11582
2222 | 0 | 298 | 11581
2223 | 0 | 297 | 11581
2224 | 0 | 295 | 11580
2225 | 0 | 293 | 11580
2226 | 0 | 291 | 11579
2227 | 0 | 290 | 11579
2228 | 0 | 290 | 11578
2229 | 0 | 289 | 11577
2230 | 0 | 286 | 11577
2231 | 0 | 286 | 11577
2232 | 0 | 283 | 11576
2233 | 0 | 281 | 11576
2234 | 0 | 280 | 11576
2235 | 0 | 280 | 11575
2236 | 0 | 279 | 11575
2237 | 0 | 278 | 11574
2238 | 0 | 277 | 11572
2239 | 0 | 270 | 11568
2240 | 0 | 267 | 11568
2241 | 0 | 264 | 11568
2242 | 0 | 262 | 11566
2243 | 0 | 261 | 11565
2244 | 0 | 258 | 11565
2245 | 0 | 256 | 11565
2246 | 0 | 256 | 11564
2247 | 0 | 255 | 11564
2248 | 0 | 253 | 11564
2249 | 0 | 252 | 11563
2250 | 0 | 251 | 11563
2251 | 0 | 251 | 11562
2252 | 0 | 246 | 11562
2253 | 0 | 245 | 11561
2254 | 0 | 242 | 11560
2255 | 0 | 241 | 11559
2256 | 0 | 240 | 11558
2257 | 0 | 240 | 11557
2258 | 0 | 240 | 11556
2259 | 0 | 240 | 11555
2260 | 0 | 239 | 11554
2261 | 0 | 239 | 11553
2262 | 0 | 238 | 11550
2263 | 0 | 236 | 11549
2264 | 0 | 236 | 11549
2265 | 0 | 236 | 11547
2266 | 0 | 233 | 11546
2267 | 0 | 231 | 11541
2268 | 0 | 230 | 11539
2269 | 0 | 230 | 11538
2270 | 0 | 230 | 11538
2271 | 0 | 229 | 11537
2272 | 0 | 229 | 11537
2273 | 0 | 228 | 11535
2274 | 0 | 227 | 11533
2275 | 0 | 226 | 11531
2276 | 0 | 225 | 11527
2277 | 0 | 225 | 11527
2278 | 0 | 221 | 11527
2279 | 0 | 221 | 11526
2280 | 0 | 220 | 11525
2281 | 0 | 218 | 11525
2282 | 0 | 218 | 11525
2283 | 0 | 217 | 11525
2284 | 0 | 216 | 11521
2285 | 0 | 215 | 11519
2286 | 0 | 214 | 11516
2287 | 0 | 213 | 11516
2288 | 0 | 211 | 11515
2289 | 0 | 210 | 11512
2290 | 0 | 210 | 11511
2291 | 0 | 207 | 11509
2292 | 0 | 206 | 11508
2293 | 0 | 206 | 11507
2294 | 0 | 205 | 11507
2295 | 0 | 204 | 11506
2296 | 0 | 203 | 11505
2297 | 0 | 203 | 11501
2298 | 0 | 201 | 11501
2299 | 0 | 200 | 11499
2300 | 0 | 200 | 11499
2301 | 0 | 198 | 11499
2302 | 0 | 197 | 11498
2303 | 0 | 197 | 11496
2304 | 0 | 196 | 11494
2305 | 0 | 195 | 11490
2306 | 0 | 195 | 11490
2307 | 0 | 194 | 11490
2308 | 0 | 193 | 11488
2309 | 0 | 192 | 11488
2310 | 0 | 192 | 11488
2311 | 0 | 190 | 11487
2312 | 0 | 189 | 11486
2313 | 0 | 188 | 11486
2314 | 0 | 188 | 11484
2315 | 0 | 186 | 11484
2316 | 0 | 185 | 11481
2317 | 0 | 184 | 11481
2318 | 0 | 183 | 11481
2319 | 0 | 183 | 11481
2320 | 0 | 182 | 11480
2321 | 0 | 182 | 11480
2322 | 0 | 182 | 11480
2323 | 0 | 182 | 11479
2324 | 0 | 181 | 11479
2325 | 0 | 181 | 11477
2326 | 0 | 180 | 11477
2327 | 0 | 180 | 11476
2328 | 0 | 179 | 11475
2329 | 0 | 179 | 11475
2330 | 0 | 177 | 11474
2331 | 0 | 177 | 11474
2332 | 0 | 176 | 11473
2333 | 0 | 173 | 11472
2334 | 0 | 173 | 11472
2335 | 0 | 172 | 11471
2336 | 0 | 172 | 11470
2337 | 0 | 171 | 11470
2338 | 0 | 169 | 11470
2339 | 0 | 169 | 11467
2340 | 0 | 169 | 11466
2341 | 0 | 167 | 11466
2342 | 0 | 167 | 11464
2343 | 0 | 167 | 11463
2344 | 0 | 166 | 11461
2345 | 0 | 165 | 11460
2346 | 0 | 165 | 11459
2347 | 0 | 165 | 11459
2348 | 0 | 164 | 11457
2349 | 0 | 164 | 11456
2350 | 0 | 164 | 11455
2351 | 0 | 163 | 11455
2352 | 0 | 163 | 11454
2353 | 0 | 161 | 11452
2354 | 0 | 160 | 11452
2355 | 0 | 160 | 11451
2356 | 0 | 154 | 11451
2357 | 0 | 153 | 11450
2358 | 0 | 152 | 11449
2359 | 0 | 151 | 11446
2360 | 0 | 150 | 11446
2361 | 0 | 150 | 11444
2362 | 0 | 149 | 11444
2363 | 0 | 149 | 11444
2364 | 0 | 148 | 11443
2365 | 0 | 148 | 11442
2366 | 0 | 148 | 11441
2367 | 0 | 148 | 11441
2368 | 0 | 147 | 11441
2369 | 0 | 147 | 11440
2370 | 0 | 146 | 11439
2371 | 0 | 146 | 11438
2372 | 0 | 146 | 11438
2373 | 0 | 144 | 11437
2374 | 0 | 144 | 11436
2375 | 0 | 143 | 11434
2376 | 0 | 143 | 11433
2377 | 0 | 142 | 11433
2378 | 0 | 142 | 11432
2379 | 0 | 141 | 11431
2380 | 0 | 141 | 11430
2381 | 0 | 140 | 11430
2382 | 0 | 138 | 11429
2383 | 0 | 138 | 11429
2384 | 0 | 138 | 11428
2385 | 0 | 137 | 11427
2386 | 0 | 137 | 11426
2387 | 0 | 137 | 11426
2388 | 0 | 136 | 11426
2389 | 0 | 136 | 11425
2390 | 0 | 135 | 11425
2391 | 0 | 131 | 11424
2392 | 0 | 131 | 11423
2393 | 0 | 129 | 11419
2394 | 0 | 129 | 11417
2395 | 0 | 128 | 11416
2396 | 0 | 127 | 11415
2397 | 0 | 127 | 11414
2398 | 0 | 125 | 11414
2399 | 0 | 124 | 11411
2400 | 0 | 122 | 11410
2401 | 0 | 121 | 11409
2402 | 0 | 121 | 11409
2403 | 0 | 121 | 11408
2404 | 0 | 120 | 11408
2405 | 0 | 117 | 11407
2406 | 0 | 115 | 11407
2407 | 0 | 114 | 11406
2408 | 0 | 114 | 11405
2409 | 0 | 114 | 11404
2410 | 0 | 114 | 11403
2411 | 0 | 110 | 11403
2412 | 0 | 109 | 11402
2413 | 0 | 103 | 11400
2414 | 0 | 101 | 11398
2415 | 0 | 101 | 11396
2416 | 0 | 101 | 11396
2417 | 0 | 100 | 11394
2418 | 0 | 98 | 11394
2419 | 0 | 98 | 11393
2420 | 0 | 96 | 11392
2421 | 0 | 96 | 11391
2422 | 0 | 95 | 11391
2423 | 0 | 94 | 11390
2424 | 0 | 94 | 11389
2425 | 0 | 93 | 11389
2426 | 0 | 91 | 11388
2427 | 0 | 91 | 11387
2428 | 0 | 91 | 11385
2429 | 0 | 88 | 11381
2430 | 0 | 88 | 11381
2431 | 0 | 88 | 11380
2432 | 0 | 87 | 11379
2433 | 0 | 86 | 11378
2434 | 0 | 86 | 11373
2435 | 0 | 85 | 11370
2436 | 0 | 85 | 11370
2437 | 0 | 83 | 11368
2438 | 0 | 83 | 11366
2439 | 0 | 83 | 11366
2440 | 0 | 82 | 11366
2441 | 0 | 81 | 11364
2442 | 0 | 81 | 11364
2443 | 0 | 80 | 11364
2444 | 0 | 79 | 11363
2445 | 0 | 79 | 11361
2446 | 0 | 78 | 11360
2447 | 0 | 78 | 11360
2448 | 0 | 77 | 11359
2449 | 0 | 77 | 11358
2450 | 0 | 77 | 11358
2451 | 0 | 74 | 11355
2452 | 0 | 72 | 11353
2453 | 0 | 70 | 11352
2454 | 0 | 70 | 11352
2455 | 0 | 67 | 11351
2456 | 0 | 66 | 11349
2457 | 0 | 66 | 11345
2458 | 0 | 66 | 11345
2459 | 0 | 65 | 11345
2460 | 0 | 64 | 11344
2461 | 0 | 64 | 11344
2462 | 0 | 64 | 11344
2463 | 0 | 62 | 11342
2464 | 0 | 60 | 11342
2465 | 0 | 60 | 11341
2466 | 0 | 59 | 11341
2467 | 0 | 59 | 11340
2468 | 0 | 58 | 11339
2469 | 0 | 58 | 11339
2470 | 0 | 56 | 11338
2471 | 0 | 56 | 11335
2472 | 0 | 55 | 11331
2473 | 0 | 54 | 11330
2474 | 0 | 54 | 11328
2475 | 0 | 51 | 11327
2476 | 0 | 50 | 11326
2477 | 0 | 50 | 11326
2478 | 0 | 50 | 11325
2479 | 0 | 50 | 11325
2480 | 0 | 49 | 11325
2481 | 0 | 49 | 11324
2482 | 0 | 46 | 11321
2483 | 0 | 45 | 11320
2484 | 0 | 44 | 11320
2485 | 0 | 44 | 11319
2486 | 0 | 43 | 11318
2487 | 0 | 42 | 11318
2488 | 0 | 41 | 11318
2489 | 0 | 40 | 11317
2490 | 0 | 40 | 11317
2491 | 0 | 39 | 11316
2492 | 0 | 39 | 11316
2493 | 0 | 38 | 11316
2494 | 0 | 38 | 11315
2495 | 0 | 37 | 11313
2496 | 0 | 37 | 11311
2497 | 0 | 36 | 11311
2498 | 0 | 36 | 11310
2499 | 0 | 36 | 11309
2500 | 0 | 35 | 11306
2501 | 0 | 35 | 11305
2502 | 0 | 35 | 11304
2503 | 0 | 34 | 11304
2504 | 0 | 34 | 11304
2505 | 0 | 34 | 11300
2506 | 0 | 34 | 11299
2507 | 0 | 33 | 11299
2508 | 0 | 33 | 11298
2509 | 0 | 33 | 11295
2510 | 0 | 32 | 11295
2511 | 0 | 32 | 11291
2512 | 0 | 31 | 11290
2513 | 0 | 31 | 11290
2514 | 0 | 31 | 11289
2515 | 0 | 31 | 11289
2516 | 0 | 31 | 11289
2517 | 0 | 31 | 11288
2518 | 0 | 30 | 11287
2519 | 0 | 29 | 11285
2520 | 0 | 29 | 11284
2521 | 0 | 29 | 11284
2522 | 0 | 29 | 11283
2523 | 0 | 28 | 11283
2524 | 0 | 27 | 11282
2525 | 0 | 26 | 11277
2526 | 0 | 26 | 11277
2527 | 0 | 24 | 11276
2528 | 0 | 24 | 11275
2529 | 0 | 22 | 11274
2530 | 0 | 22 | 11274
2531 | 0 | 21 | 11274
2532 | 0 | 21 | 11272
2533 | 0 | 21 | 11272
2534 | 0 | 21 | 11271
2535 | 0 | 21 | 11271
2536 | 0 | 20 | 11271
2537 | 0 | 19 | 11269
2538 | 0 | 18 | 11269
2539 | 0 | 17 | 11269
2540 | 0 | 16 | 11269
2541 | 0 | 15 | 11268
2542 | 0 | 15 | 11268
2543 | 0 | 12 | 11268
2544 | 0 | 10 | 11267
2545 | 0 | 10 | 11267
2546 | 0 | 9 | 11266
2547 | 0 | 9 | 11266
2548 | 0 | 8 | 11263
2549 | 0 | 8 | 11263
2550 | 0 | 8 | 11263
2551 | 0 | 8 | 11262
2552 | 0 | 7 | 11262
2553 | 0 | 7 | 11258
2554 | 0 | 7 | 11256
2555 | 0 | 6 | 11256
2556 | 0 | 6 | 11256
2557 | 0 | 6 | 11256
2558 | 0 | 4 | 11255
2559 | 0 | 4 | 11254
2560 | 0 | 3 | 11253
2561 | 0 | 1 | 11253
2562 | 0 | 0 | 11252
2563 | 0 | 0 | 11251
2564 | 0 | 0 | 11251
2565 | 0 | 0 | 11247
2566 | 0 | 0 | 11246
2567 | 0 | 0 | 11246
2568 | 0 | 0 | 11246
2569 | 0 | 0 | 11244
2570 | 0 | 0 | 11244
2571 | 0 | 0 | 11244
2572 | 0 | 0 | 11244
2573 | 0 | 0 | 11241
2574 | 0 | 0 | 11241
2575 | 0 | 0 | 11240
2576 | 0 | 0 | 11240
2577 | 0 | 0 | 11238
2578 | 0 | 0 | 11237
2579 | 0 | 0 | 11236
2580 | 0 | 0 | 11236
2581 | 0 | 0 | 11235
2582 | 0 | 0 | 11235
2583 | 0 | 0 | 11233
2584 | 0 | 0 | 11230
2585 | 0 | 0 | 11229
2586 | 0 | 0 | 11229
2587 | 0 | 0 | 11229
2588 | 0 | 0 | 11226
2589 | 0 | 0 | 11225
2590 | 0 | 0 | 11225
2591 | 0 | 0 | 11224
2592 | 0 | 0 | 11223
2593 | 0 | 0 | 11223
2594 | 0 | 0 | 11221
2595 | 0 | 0 | 11220
2596 | 0 | 0 | 11219
2597 | 0 | 0 | 11219
2598 | 0 | 0 | 11218
2599 | 0 | 0 | 11217
2600 | 0 | 0 | 11210
2601 | 0 | 0 | 11210
2602 | 0 | 0 | 11209
2603 | 0 | 0 | 11207
2604 | 0 | 0 | 11206
2605 | 0 | 0 | 11205
2606 | 0 | 0 | 11205
2607 | 0 | 0 | 11203
2608 | 0 | 0 | 11203
2609 | 0 | 0 | 11202
2610 | 0 | 0 | 11201
2611 | 0 | 0 | 11201
2612 | 0 | 0 | 11200
2613 | 0 | 0 | 11200
2614 | 0 | 0 | 11200
2615 | 0 | 0 | 11200
2616 | 0 | 0 | 11197
2617 | 0 | 0 | 11194
2618 | 0 | 0 | 11192
2619 | 0 | 0 | 11192
2620 | 0 | 0 | 11191
2621 | 0 | 0 | 11189
2622 | 0 | 0 | 11187
2623 | 0 | 0 | 11186
2624 | 0 | 0 | 11186
2625 | 0 | 0 | 11186
2626 | 0 | 0 | 11185
2627 | 0 | 0 | 11185
2628 | 0 | 0 | 11184
2629 | 0 | 0 | 11184
2630 | 0 | 0 | 11183
2631 | 0 | 0 | 11183
2632 | 0 | 0 | 11183
2633 | 0 | 0 | 11182
2634 | 0 | 0 | 11181
2635 | 0 | 0 | 11181
2636 | 0 | 0 | 11180
2637 | 0 | 0 | 11179
2638 | 0 | 0 | 11177
2639 | 0 | 0 | 11176
2640 | 0 | 0 | 11176
2641 | 0 | 0 | 11176
2642 | 0 | 0 | 11175
2643 | 0 | 0 | 11174
2644 | 0 | 0 | 11174
2645 | 0 | 0 | 11173
2646 | 0 | 0 | 11172
2647 | 0 | 0 | 11170
2648 | 0 | 0 | 11170
2649 | 0 | 0 | 11170
2650 | 0 | 0 | 11168
2651 | 0 | 0 | 11168
2652 | 0 | 0 | 11166
2653 | 0 | 0 | 11166
2654 | 0 | 0 | 11165
2655 | 0 | 0 | 11164
2656 | 0 | 0 | 11164
2657 | 0 | 0 | 11163
2658 | 0 | 0 | 11161
2659 | 0 | 0 | 11161
2660 | 0 | 0 | 11160
2661 | 0 | 0 | 11158
2662 | 0 | 0 | 11154
2663 | 0 | 0 | 11153
2664 | 0 | 0 | 11152
2665 | 0 | 0 | 11152
2666 | 0 | 0 | 11152
2667 | 0 | 0 | 11150
2668 | 0 | 0 | 11150
2669 | 0 | 0 | 11144
2670 | 0 | 0 | 11143
2671 | 0 | 0 | 11142
2672 | 0 | 0 | 11141
2673 | 0 | 0 | 11140
2674 | 0 | 0 | 11139
2675 | 0 | 0 | 11137
2676 | 0 | 0 | 11137
2677 | 0 | 0 | 11136
2678 | 0 | 0 | 11136
2679 | 0 | 0 | 11135
2680 | 0 | 0 | 11135
2681 | 0 | 0 | 11134
2682 | 0 | 0 | 11134
2683 | 0 | 0 | 11134
2684 | 0 | 0 | 11134
2685 | 0 | 0 | 11132
2686 | 0 | 0 | 11129
2687 | 0 | 0 | 11128
2688 | 0 | 0 | 11124
2689 | 0 | 0 | 11123
2690 | 0 | 0 | 11122
2691 | 0 | 0 | 11121
2692 | 0 | 0 | 11119
2693 | 0 | 0 | 11119
2694 | 0 | 0 | 11116
2695 | 0 | 0 | 11116
2696 | 0 | 0 | 11115
2697 | 0 | 0 | 11115
2698 | 0 | 0 | 11115
2699 | 0 | 0 | 11114
2700 | 0 | 0 | 11114
2701 | 0 | 0 | 11114
2702 | 0 | 0 | 11112
2703 | 0 | 0 | 11110
2704 | 0 | 0 | 11110
2705 | 0 | 0 | 11109
2706 | 0 | 0 | 11109
2707 | 0 | 0 | 11109
2708 | 0 | 0 | 11107
2709 | 0 | 0 | 11106
2710 | 0 | 0 | 11106
2711 | 0 | 0 | 11104
2712 | 0 | 0 | 11103
2713 | 0 | 0 | 11103
2714 | 0 | 0 | 11102
2715 | 0 | 0 | 11102
2716 | 0 | 0 | 11101
2717 | 0 | 0 | 11100
2718 | 0 | 0 | 11100
2719 | 0 | 0 | 11100
2720 | 0 | 0 | 11097
2721 | 0 | 0 | 11097
2722 | 0 | 0 | 11096
2723 | 0 | 0 | 11095
2724 | 0 | 0 | 11093
2725 | 0 | 0 | 11093
2726 | 0 | 0 | 11091
2727 | 0 | 0 | 11090
2728 | 0 | 0 | 11088
2729 | 0 | 0 | 11088
2730 | 0 | 0 | 11087
2731 | 0 | 0 | 11086
2732 | 0 | 0 | 11085
2733 | 0 | 0 | 11083
2734 | 0 | 0 | 11081
2735 | 0 | 0 | 11081
2736 | 0 | 0 | 11080
2737 | 0 | 0 | 11080
2738 | 0 | 0 | 11080
2739 | 0 | 0 | 11078
2740 | 0 | 0 | 11078
2741 | 0 | 0 | 11077
2742 | 0 | 0 | 11075
2743 | 0 | 0 | 11075
2744 | 0 | 0 | 11074
2745 | 0 | 0 | 11074
2746 | 0 | 0 | 11074
2747 | 0 | 0 | 11073
2748 | 0 | 0 | 11073
2749 | 0 | 0 | 11071
2750 | 0 | 0 | 11069
2751 | 0 | 0 | 11069
2752 | 0 | 0 | 11068
2753 | 0 | 0 | 11067
2754 | 0 | 0 | 11067
2755 | 0 | 0 | 11066
2756 | 0 | 0 | 11065
2757 | 0 | 0 | 11065
2758 | 0 | 0 | 11062
2759 | 0 | 0 | 11060
2760 | 0 | 0 | 11059
2761 | 0 | 0 | 11055
2762 | 0 | 0 | 11051
2763 | 0 | 0 | 11051
2764 | 0 | 0 | 11050
2765 | 0 | 0 | 11050
2766 | 0 | 0 | 11049
2767 | 0 | 0 | 11049
2768 | 0 | 0 | 11048
2769 | 0 | 0 | 11047
2770 | 0 | 0 | 11046
2771 | 0 | 0 | 11046
2772 | 0 | 0 | 11046
2773 | 0 | 0 | 11045
2774 | 0 | 0 | 11043
2775 | 0 | 0 | 11042
2776 | 0 | 0 | 11041
2777 | 0 | 0 | 11040
2778 | 0 | 0 | 11037
2779 | 0 | 0 | 11037
2780 | 0 | 0 | 11036
2781 | 0 | 0 | 11036
2782 | 0 | 0 | 11035
2783 | 0 | 0 | 11034
2784 | 0 | 0 | 11033
2785 | 0 | 0 | 11033
2786 | 0 | 0 | 11033
2787 | 0 | 0 | 11032
2788 | 0 | 0 | 11032
2789 | 0 | 0 | 11031
2790 | 0 | 0 | 11030
2791 | 0 | 0 | 11029
2792 | 0 | 0 | 11028
2793 | 0 | 0 | 11027
2794 | 0 | 0 | 11026
2795 | 0 | 0 | 11025
2796 | 0 | 0 | 11024
2797 | 0 | 0 | 11023
2798 | 0 | 0 | 11023
2799 | 0 | 0 | 11022
2800 | 0 | 0 | 11022
2801 | 0 | 0 | 11022
2802 | 0 | 0 | 11022
2803 | 0 | 0 | 11021
2804 | 0 | 0 | 11019
2805 | 0 | 0 | 11019
2806 | 0 | 0 | 11018
2807 | 0 | 0 | 11016
2808 | 0 | 0 | 11016
2809 | 0 | 0 | 11015
2810 | 0 | 0 | 11015
2811 | 0 | 0 | 11014
2812 | 0 | 0 | 11013
2813 | 0 | 0 | 11013
2814 | 0 | 0 | 11013
2815 | 0 | 0 | 11012
2816 | 0 | 0 | 11012
2817 | 0 | 0 | 11010
2818 | 0 | 0 | 11007
2819 | 0 | 0 | 11005
2820 | 0 | 0 | 11005
2821 | 0 | 0 | 11004
2822 | 0 | 0 | 11004
2823 | 0 | 0 | 11004
2824 | 0 | 0 | 11002
2825 | 0 | 0 | 11002
2826 | 0 | 0 | 11001
2827 | 0 | 0 | 10999
2828 | 0 | 0 | 10999
2829 | 0 | 0 | 10998
2830 | 0 | 0 | 10998
2831 | 0 | 0 | 10997
2832 | 0 | 0 | 10997
2833 | 0 | 0 | 10996
2834 | 0 | 0 | 10996
2835 | 0 | 0 | 10995
2836 | 0 | 0 | 10994
2837 | 0 | 0 | 10994
2838 | 0 | 0 | 10994
2839 | 0 | 0 | 10994
2840 | 0 | 0 | 10993
2841 | 0 | 0 | 10992
2842 | 0 | 0 | 10992
2843 | 0 | 0 | 10989
2844 | 0 | 0 | 10989
2845 | 0 | 0 | 10988
2846 | 0 | 0 | 10988
2847 | 0 | 0 | 10984
2848 | 0 | 0 | 10984
2849 | 0 | 0 | 10983
2850 | 0 | 0 | 10982
2851 | 0 | 0 | 10981
2852 | 0 | 0 | 10980
2853 | 0 | 0 | 10980
2854 | 0 | 0 | 10978
2855 | 0 | 0 | 10977
2856 | 0 | 0 | 10976
2857 | 0 | 0 | 10975
2858 | 0 | 0 | 10975
2859 | 0 | 0 | 10974
2860 | 0 | 0 | 10974
2861 | 0 | 0 | 10973
2862 | 0 | 0 | 10973
2863 | 0 | 0 | 10970
2864 | 0 | 0 | 10969
2865 | 0 | 0 | 10968
2866 | 0 | 0 | 10967
2867 | 0 | 0 | 10966
2868 | 0 | 0 | 10966
2869 | 0 | 0 | 10965
2870 | 0 | 0 | 10965
2871 | 0 | 0 | 10962
2872 | 0 | 0 | 10962
2873 | 0 | 0 | 10954
2874 | 0 | 0 | 10954
2875 | 0 | 0 | 10952
2876 | 0 | 0 | 10952
2877 | 0 | 0 | 10950
2878 | 0 | 0 | 10948
2879 | 0 | 0 | 10948
2880 | 0 | 0 | 10945
2881 | 0 | 0 | 10945
2882 | 0 | 0 | 10943
2883 | 0 | 0 | 10942
2884 | 0 | 0 | 10942
2885 | 0 | 0 | 10939
2886 | 0 | 0 | 10939
2887 | 0 | 0 | 10939
2888 | 0 | 0 | 10939
2889 | 0 | 0 | 10938
2890 | 0 | 0 | 10938
2891 | 0 | 0 | 10937
2892 | 0 | 0 | 10937
2893 | 0 | 0 | 10936
2894 | 0 | 0 | 10936
2895 | 0 | 0 | 10934
2896 | 0 | 0 | 10933
2897 | 0 | 0 | 10930
2898 | 0 | 0 | 10928
2899 | 0 | 0 | 10928
2900 | 0 | 0 | 10927
2901 | 0 | 0 | 10927
2902 | 0 | 0 | 10924
2903 | 0 | 0 | 10923
2904 | 0 | 0 | 10922
2905 | 0 | 0 | 10922
2906 | 0 | 0 | 10921
2907 | 0 | 0 | 10921
2908 | 0 | 0 | 10921
2909 | 0 | 0 | 10920
2910 | 0 | 0 | 10919
2911 | 0 | 0 | 10919
2912 | 0 | 0 | 10919
2913 | 0 | 0 | 10918
2914 | 0 | 0 | 10917
2915 | 0 | 0 | 10917
2916 | 0 | 0 | 10916
2917 | 0 | 0 | 10916
2918 | 0 | 0 | 10916
2919 | 0 | 0 | 10915
2920 | 0 | 0 | 10914
2921 | 0 | 0 | 10914
2922 | 0 | 0 | 10913
2923 | 0 | 0 | 10913
2924 | 0 | 0 | 10909
2925 | 0 | 0 | 10909
2926 | 0 | 0 | 10909
2927 | 0 | 0 | 10909
2928 | 0 | 0 | 10908
2929 | 0 | 0 | 10907
2930 | 0 | 0 | 10906
2931 | 0 | 0 | 10906
2932 | 0 | 0 | 10904
2933 | 0 | 0 | 10903
2934 | 0 | 0 | 10902
2935 | 0 | 0 | 10902
2936 | 0 | 0 | 10901
2937 | 0 | 0 | 10898
2938 | 0 | 0 | 10896
2939 | 0 | 0 | 10895
2940 | 0 | 0 | 10895
2941 | 0 | 0 | 10895
2942 | 0 | 0 | 10890
2943 | 0 | 0 | 10890
2944 | 0 | 0 | 10890
2945 | 0 | 0 | 10890
2946 | 0 | 0 | 10888
2947 | 0 | 0 | 10887
2948 | 0 | 0 | 10887
2949 | 0 | 0 | 10887
2950 | 0 | 0 | 10884
2951 | 0 | 0 | 10884
2952 | 0 | 0 | 10884
2953 | 0 | 0 | 10883
2954 | 0 | 0 | 10882
2955 | 0 | 0 | 10881
2956 | 0 | 0 | 10881
2957 | 0 | 0 | 10880
2958 | 0 | 0 | 10880
2959 | 0 | 0 | 10879
2960 | 0 | 0 | 10877
2961 | 0 | 0 | 10877
2962 | 0 | 0 | 10875
2963 | 0 | 0 | 10875
2964 | 0 | 0 | 10875
2965 | 0 | 0 | 10874
2966 | 0 | 0 | 10874
2967 | 0 | 0 | 10874
2968 | 0 | 0 | 10874
2969 | 0 | 0 | 10873
2970 | 0 | 0 | 10872
2971 | 0 | 0 | 10872
2972 | 0 | 0 | 10872
2973 | 0 | 0 | 10872
2974 | 0 | 0 | 10871
2975 | 0 | 0 | 10871
2976 | 0 | 0 | 10869
2977 | 0 | 0 | 10869
2978 | 0 | 0 | 10868
2979 | 0 | 0 | 10868
2980 | 0 | 0 | 10868
2981 | 0 | 0 | 10865
2982 | 0 | 0 | 10864
2983 | 0 | 0 | 10863
2984 | 0 | 0 | 10863
2985 | 0 | 0 | 10862
2986 | 0 | 0 | 10861
2987 | 0 | 0 | 10861
2988 | 0 | 0 | 10860
2989 | 0 | 0 | 10860
2990 | 0 | 0 | 10859
2991 | 0 | 0 | 10858
2992 | 0 | 0 | 10858
2993 | 0 | 0 | 10857
2994 | 0 | 0 | 10856
2995 | 0 | 0 | 10856
2996 | 0 | 0 | 10856
2997 | 0 | 0 | 10855
2998 | 0 | 0 | 10854
2999 | 0 | 0 | 10853
3000 | 0 | 0 | 10852
3001 | 0 | 0 | 10851
3002 | 0 | 0 | 10850
3003 | 0 | 0 | 10850
3004 | 0 | 0 | 10849
3005 | 0 | 0 | 10848
3006 | 0 | 0 | 10848
3007 | 0 | 0 | 10847
3008 | 0 | 0 | 10847
3009 | 0 | 0 | 10847
3010 | 0 | 0 | 10844
3011 | 0 | 0 | 10844
3012 | 0 | 0 | 10843
3013 | 0 | 0 | 10843
3014 | 0 | 0 | 10842
3015 | 0 | 0 | 10842
3016 | 0 | 0 | 10842
3017 | 0 | 0 | 10841
3018 | 0 | 0 | 10841
3019 | 0 | 0 | 10840
3020 | 0 | 0 | 10840
3021 | 0 | 0 | 10839
3022 | 0 | 0 | 10836
3023 | 0 | 0 | 10836
3024 | 0 | 0 | 10836
3025 | 0 | 0 | 10836
3026 | 0 | 0 | 10835
3027 | 0 | 0 | 10834
3028 | 0 | 0 | 10834
3029 | 0 | 0 | 10834
3030 | 0 | 0 | 10833
3031 | 0 | 0 | 10830
3032 | 0 | 0 | 10830
3033 | 0 | 0 | 10829
3034 | 0 | 0 | 10829
3035 | 0 | 0 | 10829
3036 | 0 | 0 | 10829
3037 | 0 | 0 | 10828
3038 | 0 | 0 | 10828
3039 | 0 | 0 | 10828
3040 | 0 | 0 | 10828
3041 | 0 | 0 | 10827
3042 | 0 | 0 | 10827
3043 | 0 | 0 | 10827
3044 | 0 | 0 | 10826
3045 | 0 | 0 | 10825
3046 | 0 | 0 | 10824
3047 | 0 | 0 | 10823
3048 | 0 | 0 | 10823
3049 | 0 | 0 | 10822
3050 | 0 | 0 | 10818
3051 | 0 | 0 | 10818
3052 | 0 | 0 | 10818
3053 | 0 | 0 | 10815
3054 | 0 | 0 | 10815
3055 | 0 | 0 | 10815
3056 | 0 | 0 | 10815
3057 | 0 | 0 | 10813
3058 | 0 | 0 | 10813
3059 | 0 | 0 | 10810
3060 | 0 | 0 | 10810
3061 | 0 | 0 | 10809
3062 | 0 | 0 | 10809
3063 | 0 | 0 | 10809
3064 | 0 | 0 | 10808
3065 | 0 | 0 | 10807
3066 | 0 | 0 | 10806
3067 | 0 | 0 | 10805
3068 | 0 | 0 | 10804
3069 | 0 | 0 | 10803
3070 | 0 | 0 | 10802
3071 | 0 | 0 | 10802
3072 | 0 | 0 | 10801
3073 | 0 | 0 | 10801
3074 | 0 | 0 | 10801
3075 | 0 | 0 | 10800
3076 | 0 | 0 | 10799
3077 | 0 | 0 | 10799
3078 | 0 | 0 | 10797
3079 | 0 | 0 | 10795
3080 | 0 | 0 | 10793
3081 | 0 | 0 | 10792
3082 | 0 | 0 | 10792
3083 | 0 | 0 | 10791
3084 | 0 | 0 | 10791
3085 | 0 | 0 | 10791
3086 | 0 | 0 | 10790
3087 | 0 | 0 | 10789
3088 | 0 | 0 | 10789
3089 | 0 | 0 | 10788
3090 | 0 | 0 | 10787
3091 | 0 | 0 | 10785
3092 | 0 | 0 | 10785
3093 | 0 | 0 | 10785
3094 | 0 | 0 | 10782
3095 | 0 | 0 | 10781
3096 | 0 | 0 | 10779
3097 | 0 | 0 | 10777
3098 | 0 | 0 | 10775
3099 | 0 | 0 | 10775
3100 | 0 | 0 | 10775
3101 | 0 | 0 | 10774
3102 | 0 | 0 | 10774
3103 | 0 | 0 | 10774
3104 | 0 | 0 | 10773
3105 | 0 | 0 | 10773
3106 | 0 | 0 | 10773
3107 | 0 | 0 | 10772
3108 | 0 | 0 | 10772
3109 | 0 | 0 | 10771
3110 | 0 | 0 | 10768
3111 | 0 | 0 | 10764
3112 | 0 | 0 | 10764
3113 | 0 | 0 | 10764
3114 | 0 | 0 | 10764
3115 | 0 | 0 | 10764
3116 | 0 | 0 | 10764
3117 | 0 | 0 | 10763
3118 | 0 | 0 | 10763
3119 | 0 | 0 | 10763
3120 | 0 | 0 | 10762
3121 | 0 | 0 | 10762
3122 | 0 | 0 | 10762
3123 | 0 | 0 | 10761
3124 | 0 | 0 | 10760
3125 | 0 | 0 | 10758
3126 | 0 | 0 | 10758
3127 | 0 | 0 | 10758
3128 | 0 | 0 | 10757
3129 | 0 | 0 | 10756
3130 | 0 | 0 | 10755
3131 | 0 | 0 | 10753
3132 | 0 | 0 | 10753
3133 | 0 | 0 | 10753
3134 | 0 | 0 | 10752
3135 | 0 | 0 | 10752
3136 | 0 | 0 | 10751
3137 | 0 | 0 | 10751
3138 | 0 | 0 | 10748
3139 | 0 | 0 | 10747
3140 | 0 | 0 | 10746
3141 | 0 | 0 | 10745
3142 | 0 | 0 | 10745
3143 | 0 | 0 | 10743
3144 | 0 | 0 | 10742
3145 | 0 | 0 | 10741
3146 | 0 | 0 | 10739
3147 | 0 | 0 | 10739
3148 | 0 | 0 | 10738
3149 | 0 | 0 | 10737
3150 | 0 | 0 | 10736
3151 | 0 | 0 | 10736
3152 | 0 | 0 | 10735
3153 | 0 | 0 | 10735
3154 | 0 | 0 | 10735
3155 | 0 | 0 | 10734
3156 | 0 | 0 | 10733
3157 | 0 | 0 | 10733
3158 | 0 | 0 | 10732
3159 | 0 | 0 | 10732
3160 | 0 | 0 | 10729
3161 | 0 | 0 | 10729
3162 | 0 | 0 | 10728
3163 | 0 | 0 | 10728
3164 | 0 | 0 | 10728
3165 | 0 | 0 | 10728
3166 | 0 | 0 | 10728
3167 | 0 | 0 | 10726
3168 | 0 | 0 | 10726
3169 | 0 | 0 | 10723
3170 | 0 | 0 | 10723
3171 | 0 | 0 | 10723
3172 | 0 | 0 | 10723
3173 | 0 | 0 | 10722
3174 | 0 | 0 | 10722
3175 | 0 | 0 | 10721
3176 | 0 | 0 | 10720
3177 | 0 | 0 | 10720
3178 | 0 | 0 | 10720
3179 | 0 | 0 | 10719
3180 | 0 | 0 | 10719
3181 | 0 | 0 | 10719
3182 | 0 | 0 | 10718
3183 | 0 | 0 | 10717
3184 | 0 | 0 | 10717
3185 | 0 | 0 | 10716
3186 | 0 | 0 | 10713
3187 | 0 | 0 | 10711
3188 | 0 | 0 | 10709
3189 | 0 | 0 | 10708
3190 | 0 | 0 | 10708
3191 | 0 | 0 | 10707
3192 | 0 | 0 | 10707
3193 | 0 | 0 | 10707
3194 | 0 | 0 | 10706
3195 | 0 | 0 | 10706
3196 | 0 | 0 | 10706
3197 | 0 | 0 | 10706
3198 | 0 | 0 | 10705
3199 | 0 | 0 | 10702
3200 | 0 | 0 | 10702
3201 | 0 | 0 | 10702
3202 | 0 | 0 | 10699
3203 | 0 | 0 | 10699
3204 | 0 | 0 | 10698
3205 | 0 | 0 | 10697
3206 | 0 | 0 | 10697
3207 | 0 | 0 | 10696
3208 | 0 | 0 | 10696
3209 | 0 | 0 | 10695
3210 | 0 | 0 | 10692
3211 | 0 | 0 | 10689
3212 | 0 | 0 | 10687
3213 | 0 | 0 | 10684
3214 | 0 | 0 | 10684
3215 | 0 | 0 | 10684
3216 | 0 | 0 | 10683
3217 | 0 | 0 | 10683
3218 | 0 | 0 | 10683
3219 | 0 | 0 | 10680
3220 | 0 | 0 | 10680
3221 | 0 | 0 | 10679
3222 | 0 | 0 | 10677
3223 | 0 | 0 | 10676
3224 | 0 | 0 | 10676
3225 | 0 | 0 | 10675
3226 | 0 | 0 | 10675
3227 | 0 | 0 | 10674
3228 | 0 | 0 | 10673
3229 | 0 | 0 | 10672
3230 | 0 | 0 | 10672
3231 | 0 | 0 | 10670
3232 | 0 | 0 | 10670
3233 | 0 | 0 | 10669
3234 | 0 | 0 | 10669
3235 | 0 | 0 | 10668
3236 | 0 | 0 | 10667
3237 | 0 | 0 | 10666
3238 | 0 | 0 | 10665
3239 | 0 | 0 | 10664
3240 | 0 | 0 | 10663
3241 | 0 | 0 | 10662
3242 | 0 | 0 | 10661
3243 | 0 | 0 | 10661
3244 | 0 | 0 | 10661
3245 | 0 | 0 | 10660
3246 | 0 | 0 | 10660
3247 | 0 | 0 | 10660
3248 | 0 | 0 | 10659
3249 | 0 | 0 | 10659
3250 | 0 | 0 | 10657
3251 | 0 | 0 | 10655
3252 | 0 | 0 | 10654
3253 | 0 | 0 | 10653
3254 | 0 | 0 | 10653
3255 | 0 | 0 | 10652
3256 | 0 | 0 | 10651
3257 | 0 | 0 | 10651
3258 | 0 | 0 | 10649
3259 | 0 | 0 | 10649
3260 | 0 | 0 | 10649
3261 | 0 | 0 | 10648
3262 | 0 | 0 | 10648
3263 | 0 | 0 | 10647
3264 | 0 | 0 | 10647
3265 | 0 | 0 | 10646
3266 | 0 | 0 | 10646
3267 | 0 | 0 | 10645
3268 | 0 | 0 | 10643
3269 | 0 | 0 | 10643
3270 | 0 | 0 | 10642
3271 | 0 | 0 | 10641
3272 | 0 | 0 | 10640
3273 | 0 | 0 | 10637
3274 | 0 | 0 | 10635
3275 | 0 | 0 | 10635
3276 | 0 | 0 | 10635
3277 | 0 | 0 | 10634
3278 | 0 | 0 | 10634
3279 | 0 | 0 | 10633
3280 | 0 | 0 | 10631
3281 | 0 | 0 | 10630
3282 | 0 | 0 | 10630
3283 | 0 | 0 | 10629
3284 | 0 | 0 | 10629
3285 | 0 | 0 | 10628
3286 | 0 | 0 | 10628
3287 | 0 | 0 | 10627
3288 | 0 | 0 | 10623
3289 | 0 | 0 | 10622
3290 | 0 | 0 | 10621
3291 | 0 | 0 | 10620
3292 | 0 | 0 | 10620
3293 | 0 | 0 | 10619
3294 | 0 | 0 | 10619
3295 | 0 | 0 | 10619
3296 | 0 | 0 | 10617
3297 | 0 | 0 | 10616
3298 | 0 | 0 | 10615
3299 | 0 | 0 | 10613
3300 | 0 | 0 | 10613
3301 | 0 | 0 | 10612
3302 | 0 | 0 | 10611
3303 | 0 | 0 | 10610
3304 | 0 | 0 | 10610
3305 | 0 | 0 | 10609
3306 | 0 | 0 | 10609
3307 | 0 | 0 | 10609
3308 | 0 | 0 | 10608
3309 | 0 | 0 | 10606
3310 | 0 | 0 | 10605
3311 | 0 | 0 | 10604
3312 | 0 | 0 | 10603
3313 | 0 | 0 | 10603
3314 | 0 | 0 | 10600
3315 | 0 | 0 | 10600
3316 | 0 | 0 | 10600
3317 | 0 | 0 | 10599
3318 | 0 | 0 | 10599
3319 | 0 | 0 | 10598
3320 | 0 | 0 | 10598
3321 | 0 | 0 | 10597
3322 | 0 | 0 | 10597
3323 | 0 | 0 | 10596
3324 | 0 | 0 | 10595
3325 | 0 | 0 | 10595
3326 | 0 | 0 | 10595
3327 | 0 | 0 | 10594
3328 | 0 | 0 | 10592
3329 | 0 | 0 | 10591
3330 | 0 | 0 | 10590
3331 | 0 | 0 | 10589
3332 | 0 | 0 | 10588
3333 | 0 | 0 | 10588
3334 | 0 | 0 | 10587
3335 | 0 | 0 | 10587
3336 | 0 | 0 | 10586
3337 | 0 | 0 | 10586
3338 | 0 | 0 | 10584
3339 | 0 | 0 | 10584
3340 | 0 | 0 | 10583
3341 | 0 | 0 | 10583
3342 | 0 | 0 | 10583
3343 | 0 | 0 | 10583
3344 | 0 | 0 | 10581
3345 | 0 | 0 | 10580
3346 | 0 | 0 | 10579
3347 | 0 | 0 | 10579
3348 | 0 | 0 | 10577
3349 | 0 | 0 | 10577
3350 | 0 | 0 | 10576
3351 | 0 | 0 | 10575
3352 | 0 | 0 | 10574
3353 | 0 | 0 | 10574
3354 | 0 | 0 | 10574
3355 | 0 | 0 | 10573
3356 | 0 | 0 | 10572
3357 | 0 | 0 | 10572
3358 | 0 | 0 | 10569
3359 | 0 | 0 | 10569
3360 | 0 | 0 | 10567
3361 | 0 | 0 | 10566
3362 | 0 | 0 | 10566
3363 | 0 | 0 | 10565
3364 | 0 | 0 | 10564
3365 | 0 | 0 | 10563
3366 | 0 | 0 | 10563
3367 | 0 | 0 | 10563
3368 | 0 | 0 | 10562
3369 | 0 | 0 | 10559
3370 | 0 | 0 | 10559
3371 | 0 | 0 | 10558
3372 | 0 | 0 | 10557
3373 | 0 | 0 | 10557
3374 | 0 | 0 | 10555
3375 | 0 | 0 | 10554
3376 | 0 | 0 | 10554
3377 | 0 | 0 | 10552
3378 | 0 | 0 | 10551
3379 | 0 | 0 | 10551
3380 | 0 | 0 | 10550
3381 | 0 | 0 | 10546
3382 | 0 | 0 | 10546
3383 | 0 | 0 | 10543
3384 | 0 | 0 | 10542
3385 | 0 | 0 | 10542
3386 | 0 | 0 | 10542
3387 | 0 | 0 | 10542
3388 | 0 | 0 | 10542
3389 | 0 | 0 | 10538
3390 | 0 | 0 | 10538
3391 | 0 | 0 | 10537
3392 | 0 | 0 | 10537
3393 | 0 | 0 | 10536
3394 | 0 | 0 | 10535
3395 | 0 | 0 | 10534
3396 | 0 | 0 | 10530
3397 | 0 | 0 | 10528
3398 | 0 | 0 | 10526
3399 | 0 | 0 | 10526
3400 | 0 | 0 | 10525
3401 | 0 | 0 | 10524
3402 | 0 | 0 | 10523
3403 | 0 | 0 | 10522
3404 | 0 | 0 | 10521
3405 | 0 | 0 | 10521
3406 | 0 | 0 | 10520
3407 | 0 | 0 | 10520
3408 | 0 | 0 | 10519
3409 | 0 | 0 | 10519
3410 | 0 | 0 | 10517
3411 | 0 | 0 | 10517
3412 | 0 | 0 | 10517
3413 | 0 | 0 | 10515
3414 | 0 | 0 | 10514
3415 | 0 | 0 | 10514
3416 | 0 | 0 | 10511
3417 | 0 | 0 | 10510
3418 | 0 | 0 | 10509
3419 | 0 | 0 | 10507
3420 | 0 | 0 | 10507
3421 | 0 | 0 | 10507
3422 | 0 | 0 | 10507
3423 | 0 | 0 | 10507
3424 | 0 | 0 | 10506
3425 | 0 | 0 | 10505
3426 | 0 | 0 | 10505
3427 | 0 | 0 | 10504
3428 | 0 | 0 | 10503
3429 | 0 | 0 | 10502
3430 | 0 | 0 | 10501
3431 | 0 | 0 | 10500
3432 | 0 | 0 | 10499
3433 | 0 | 0 | 10498
3434 | 0 | 0 | 10498
3435 | 0 | 0 | 10498
3436 | 0 | 0 | 10497
3437 | 0 | 0 | 10496
3438 | 0 | 0 | 10495
3439 | 0 | 0 | 10495
3440 | 0 | 0 | 10494
3441 | 0 | 0 | 10494
3442 | 0 | 0 | 10493
3443 | 0 | 0 | 10490
3444 | 0 | 0 | 10490
3445 | 0 | 0 | 10490
3446 | 0 | 0 | 10490
3447 | 0 | 0 | 10489
3448 | 0 | 0 | 10489
3449 | 0 | 0 | 10488
3450 | 0 | 0 | 10486
3451 | 0 | 0 | 10482
3452 | 0 | 0 | 10480
3453 | 0 | 0 | 10479
3454 | 0 | 0 | 10477
3455 | 0 | 0 | 10477
3456 | 0 | 0 | 10476
3457 | 0 | 0 | 10476
3458 | 0 | 0 | 10475
3459 | 0 | 0 | 10475
3460 | 0 | 0 | 10473
3461 | 0 | 0 | 10471
3462 | 0 | 0 | 10471
3463 | 0 | 0 | 10471
3464 | 0 | 0 | 10470
3465 | 0 | 0 | 10469
3466 | 0 | 0 | 10468
3467 | 0 | 0 | 10468
3468 | 0 | 0 | 10468
3469 | 0 | 0 | 10468
3470 | 0 | 0 | 10467
3471 | 0 | 0 | 10467
3472 | 0 | 0 | 10467
3473 | 0 | 0 | 10466
3474 | 0 | 0 | 10466
3475 | 0 | 0 | 10466
3476 | 0 | 0 | 10466
3477 | 0 | 0 | 10465
3478 | 0 | 0 | 10465
3479 | 0 | 0 | 10464
3480 | 0 | 0 | 10464
3481 | 0 | 0 | 10464
3482 | 0 | 0 | 10464
3483 | 0 | 0 | 10463
3484 | 0 | 0 | 10462
3485 | 0 | 0 | 10461
3486 | 0 | 0 | 10460
3487 | 0 | 0 | 10460
3488 | 0 | 0 | 10459
3489 | 0 | 0 | 10456
3490 | 0 | 0 | 10455
3491 | 0 | 0 | 10455
3492 | 0 | 0 | 10453
3493 | 0 | 0 | 10453
3494 | 0 | 0 | 10452
3495 | 0 | 0 | 10452
3496 | 0 | 0 | 10451
3497 | 0 | 0 | 10451
3498 | 0 | 0 | 10450
3499 | 0 | 0 | 10449
3500 | 0 | 0 | 10449
3501 | 0 | 0 | 10448
3502 | 0 | 0 | 10448
3503 | 0 | 0 | 10447
3504 | 0 | 0 | 10447
3505 | 0 | 0 | 10446
3506 | 0 | 0 | 10446
3507 | 0 | 0 | 10445
3508 | 0 | 0 | 10445
3509 | 0 | 0 | 10445
3510 | 0 | 0 | 10444
3511 | 0 | 0 | 10443
3512 | 0 | 0 | 10443
3513 | 0 | 0 | 10441
3514 | 0 | 0 | 10441
3515 | 0 | 0 | 10441
3516 | 0 | 0 | 10439
3517 | 0 | 0 | 10436
3518 | 0 | 0 | 10435
3519 | 0 | 0 | 10435
3520 | 0 | 0 | 10435
3521 | 0 | 0 | 10435
3522 | 0 | 0 | 10434
3523 | 0 | 0 | 10433
3524 | 0 | 0 | 10433
3525 | 0 | 0 | 10429
3526 | 0 | 0 | 10428
3527 | 0 | 0 | 10427
3528 | 0 | 0 | 10426
3529 | 0 | 0 | 10425
3530 | 0 | 0 | 10424
3531 | 0 | 0 | 10423
3532 | 0 | 0 | 10421
3533 | 0 | 0 | 10421
3534 | 0 | 0 | 10420
3535 | 0 | 0 | 10418
3536 | 0 | 0 | 10417
3537 | 0 | 0 | 10416
3538 | 0 | 0 | 10415
3539 | 0 | 0 | 10415
3540 | 0 | 0 | 10414
3541 | 0 | 0 | 10414
3542 | 0 | 0 | 10412
3543 | 0 | 0 | 10412
3544 | 0 | 0 | 10410
3545 | 0 | 0 | 10407
3546 | 0 | 0 | 10407
3547 | 0 | 0 | 10404
3548 | 0 | 0 | 10402
3549 | 0 | 0 | 10402
3550 | 0 | 0 | 10401
3551 | 0 | 0 | 10400
3552 | 0 | 0 | 10398
3553 | 0 | 0 | 10397
3554 | 0 | 0 | 10397
3555 | 0 | 0 | 10397
3556 | 0 | 0 | 10397
3557 | 0 | 0 | 10396
3558 | 0 | 0 | 10395
3559 | 0 | 0 | 10394
3560 | 0 | 0 | 10394
3561 | 0 | 0 | 10392
3562 | 0 | 0 | 10391
3563 | 0 | 0 | 10391
3564 | 0 | 0 | 10391
3565 | 0 | 0 | 10391
3566 | 0 | 0 | 10390
3567 | 0 | 0 | 10390
3568 | 0 | 0 | 10390
3569 | 0 | 0 | 10389
3570 | 0 | 0 | 10389
3571 | 0 | 0 | 10388
3572 | 0 | 0 | 10388
3573 | 0 | 0 | 10388
3574 | 0 | 0 | 10385
3575 | 0 | 0 | 10382
3576 | 0 | 0 | 10382
3577 | 0 | 0 | 10382
3578 | 0 | 0 | 10381
3579 | 0 | 0 | 10380
3580 | 0 | 0 | 10380
3581 | 0 | 0 | 10379
3582 | 0 | 0 | 10379
3583 | 0 | 0 | 10379
3584 | 0 | 0 | 10378
3585 | 0 | 0 | 10378
3586 | 0 | 0 | 10377
3587 | 0 | 0 | 10376
3588 | 0 | 0 | 10374
3589 | 0 | 0 | 10372
3590 | 0 | 0 | 10371
3591 | 0 | 0 | 10370
3592 | 0 | 0 | 10370
3593 | 0 | 0 | 10369
3594 | 0 | 0 | 10366
3595 | 0 | 0 | 10365
3596 | 0 | 0 | 10364
3597 | 0 | 0 | 10360
3598 | 0 | 0 | 10360
3599 | 0 | 0 | 10357
3600 | 0 | 0 | 10356
3601 | 0 | 0 | 10356
3602 | 0 | 0 | 10355
3603 | 0 | 0 | 10354
3604 | 0 | 0 | 10354
3605 | 0 | 0 | 10353
3606 | 0 | 0 | 10350
3607 | 0 | 0 | 10350
3608 | 0 | 0 | 10349
3609 | 0 | 0 | 10348
3610 | 0 | 0 | 10348
3611 | 0 | 0 | 10346
3612 | 0 | 0 | 10345
3613 | 0 | 0 | 10345
3614 | 0 | 0 | 10344
3615 | 0 | 0 | 10343
3616 | 0 | 0 | 10343
3617 | 0 | 0 | 10341
3618 | 0 | 0 | 10340
3619 | 0 | 0 | 10339
3620 | 0 | 0 | 10339
3621 | 0 | 0 | 10338
3622 | 0 | 0 | 10338
3623 | 0 | 0 | 10337
3624 | 0 | 0 | 10336
3625 | 0 | 0 | 10336
3626 | 0 | 0 | 10336
3627 | 0 | 0 | 10335
3628 | 0 | 0 | 10335
3629 | 0 | 0 | 10334
3630 | 0 | 0 | 10333
3631 | 0 | 0 | 10332
3632 | 0 | 0 | 10331
3633 | 0 | 0 | 10331
3634 | 0 | 0 | 10328
3635 | 0 | 0 | 10328
3636 | 0 | 0 | 10325
3637 | 0 | 0 | 10324
3638 | 0 | 0 | 10324
3639 | 0 | 0 | 10324
3640 | 0 | 0 | 10323
3641 | 0 | 0 | 10323
3642 | 0 | 0 | 10322
3643 | 0 | 0 | 10322
3644 | 0 | 0 | 10321
3645 | 0 | 0 | 10320
3646 | 0 | 0 | 10320
3647 | 0 | 0 | 10320
3648 | 0 | 0 | 10319
3649 | 0 | 0 | 10318
3650 | 0 | 0 | 10317
3651 | 0 | 0 | 10317
3652 | 0 | 0 | 10316
3653 | 0 | 0 | 10315
3654 | 0 | 0 | 10314
3655 | 0 | 0 | 10314
3656 | 0 | 0 | 10314
3657 | 0 | 0 | 10311
3658 | 0 | 0 | 10310
3659 | 0 | 0 | 10308
3660 | 0 | 0 | 10308
3661 | 0 | 0 | 10306
3662 | 0 | 0 | 10306
3663 | 0 | 0 | 10305
3664 | 0 | 0 | 10304
3665 | 0 | 0 | 10304
3666 | 0 | 0 | 10302
3667 | 0 | 0 | 10301
3668 | 0 | 0 | 10301
3669 | 0 | 0 | 10301
3670 | 0 | 0 | 10300
3671 | 0 | 0 | 10300
3672 | 0 | 0 | 10299
3673 | 0 | 0 | 10299
3674 | 0 | 0 | 10298
3675 | 0 | 0 | 10297
3676 | 0 | 0 | 10296
3677 | 0 | 0 | 10295
3678 | 0 | 0 | 10295
3679 | 0 | 0 | 10292
3680 | 0 | 0 | 10291
3681 | 0 | 0 | 10291
3682 | 0 | 0 | 10289
3683 | 0 | 0 | 10287
3684 | 0 | 0 | 10287
3685 | 0 | 0 | 10287
3686 | 0 | 0 | 10286
3687 | 0 | 0 | 10286
3688 | 0 | 0 | 10286
3689 | 0 | 0 | 10285
3690 | 0 | 0 | 10285
3691 | 0 | 0 | 10281
3692 | 0 | 0 | 10281
3693 | 0 | 0 | 10280
3694 | 0 | 0 | 10279
3695 | 0 | 0 | 10279
3696 | 0 | 0 | 10278
3697 | 0 | 0 | 10278
3698 | 0 | 0 | 10277
3699 | 0 | 0 | 10275
3700 | 0 | 0 | 10274
3701 | 0 | 0 | 10273
3702 | 0 | 0 | 10273
3703 | 0 | 0 | 10272
3704 | 0 | 0 | 10271
3705 | 0 | 0 | 10270
3706 | 0 | 0 | 10269
3707 | 0 | 0 | 10268
3708 | 0 | 0 | 10267
3709 | 0 | 0 | 10266
3710 | 0 | 0 | 10263
3711 | 0 | 0 | 10262
3712 | 0 | 0 | 10262
3713 | 0 | 0 | 10262
3714 | 0 | 0 | 10261
3715 | 0 | 0 | 10261
3716 | 0 | 0 | 10261
3717 | 0 | 0 | 10259
3718 | 0 | 0 | 10259
3719 | 0 | 0 | 10257
3720 | 0 | 0 | 10256
3721 | 0 | 0 | 10256
3722 | 0 | 0 | 10256
3723 | 0 | 0 | 10255
3724 | 0 | 0 | 10254
3725 | 0 | 0 | 10253
3726 | 0 | 0 | 10253
3727 | 0 | 0 | 10252
3728 | 0 | 0 | 10250
3729 | 0 | 0 | 10250
3730 | 0 | 0 | 10249
3731 | 0 | 0 | 10249
3732 | 0 | 0 | 10248
3733 | 0 | 0 | 10248
3734 | 0 | 0 | 10248
3735 | 0 | 0 | 10246
3736 | 0 | 0 | 10245
3737 | 0 | 0 | 10245
3738 | 0 | 0 | 10244
3739 | 0 | 0 | 10244
3740 | 0 | 0 | 10243
3741 | 0 | 0 | 10243
3742 | 0 | 0 | 10237
3743 | 0 | 0 | 10237
3744 | 0 | 0 | 10237
3745 | 0 | 0 | 10234
3746 | 0 | 0 | 10234
3747 | 0 | 0 | 10231
3748 | 0 | 0 | 10230
3749 | 0 | 0 | 10230
3750 | 0 | 0 | 10229
3751 | 0 | 0 | 10229
3752 | 0 | 0 | 10228
3753 | 0 | 0 | 10228
3754 | 0 | 0 | 10227
3755 | 0 | 0 | 10226
3756 | 0 | 0 | 10225
3757 | 0 | 0 | 10224
3758 | 0 | 0 | 10224
3759 | 0 | 0 | 10223
3760 | 0 | 0 | 10223
3761 | 0 | 0 | 10223
3762 | 0 | 0 | 10222
3763 | 0 | 0 | 10222
3764 | 0 | 0 | 10222
3765 | 0 | 0 | 10221
3766 | 0 | 0 | 10221
3767 | 0 | 0 | 10220
3768 | 0 | 0 | 10219
3769 | 0 | 0 | 10219
3770 | 0 | 0 | 10216
3771 | 0 | 0 | 10216
3772 | 0 | 0 | 10216
3773 | 0 | 0 | 10212
3774 | 0 | 0 | 10211
3775 | 0 | 0 | 10211
3776 | 0 | 0 | 10211
3777 | 0 | 0 | 10210
3778 | 0 | 0 | 10210
3779 | 0 | 0 | 10209
3780 | 0 | 0 | 10209
3781 | 0 | 0 | 10207
3782 | 0 | 0 | 10207
3783 | 0 | 0 | 10207
3784 | 0 | 0 | 10205
3785 | 0 | 0 | 10205
3786 | 0 | 0 | 10204
3787 | 0 | 0 | 10203
3788 | 0 | 0 | 10202
3789 | 0 | 0 | 10202
3790 | 0 | 0 | 10202
3791 | 0 | 0 | 10200
3792 | 0 | 0 | 10200
3793 | 0 | 0 | 10200
3794 | 0 | 0 | 10199
3795 | 0 | 0 | 10198
3796 | 0 | 0 | 10198
3797 | 0 | 0 | 10195
3798 | 0 | 0 | 10195
3799 | 0 | 0 | 10195
3800 | 0 | 0 | 10195
3801 | 0 | 0 | 10195
3802 | 0 | 0 | 10194
3803 | 0 | 0 | 10192
3804 | 0 | 0 | 10191
3805 | 0 | 0 | 10190
3806 | 0 | 0 | 10190
3807 | 0 | 0 | 10190
3808 | 0 | 0 | 10189
3809 | 0 | 0 | 10189
3810 | 0 | 0 | 10189
3811 | 0 | 0 | 10187
3812 | 0 | 0 | 10183
3813 | 0 | 0 | 10183
3814 | 0 | 0 | 10182
3815 | 0 | 0 | 10182
3816 | 0 | 0 | 10181
3817 | 0 | 0 | 10181
3818 | 0 | 0 | 10179
3819 | 0 | 0 | 10178
3820 | 0 | 0 | 10178
3821 | 0 | 0 | 10176
3822 | 0 | 0 | 10176
3823 | 0 | 0 | 10176
3824 | 0 | 0 | 10176
3825 | 0 | 0 | 10174
3826 | 0 | 0 | 10174
3827 | 0 | 0 | 10174
3828 | 0 | 0 | 10173
3829 | 0 | 0 | 10172
3830 | 0 | 0 | 10172
3831 | 0 | 0 | 10171
3832 | 0 | 0 | 10171
3833 | 0 | 0 | 10171
3834 | 0 | 0 | 10169
3835 | 0 | 0 | 10169
3836 | 0 | 0 | 10166
3837 | 0 | 0 | 10163
3838 | 0 | 0 | 10162
3839 | 0 | 0 | 10162
3840 | 0 | 0 | 10162
3841 | 0 | 0 | 10161
3842 | 0 | 0 | 10158
3843 | 0 | 0 | 10157
3844 | 0 | 0 | 10157
3845 | 0 | 0 | 10157
3846 | 0 | 0 | 10156
3847 | 0 | 0 | 10154
3848 | 0 | 0 | 10153
3849 | 0 | 0 | 10153
3850 | 0 | 0 | 10151
3851 | 0 | 0 | 10151
3852 | 0 | 0 | 10151
3853 | 0 | 0 | 10148
3854 | 0 | 0 | 10146
3855 | 0 | 0 | 10146
3856 | 0 | 0 | 10145
3857 | 0 | 0 | 10145
3858 | 0 | 0 | 10145
3859 | 0 | 0 | 10144
3860 | 0 | 0 | 10144
3861 | 0 | 0 | 10144
3862 | 0 | 0 | 10143
3863 | 0 | 0 | 10142
3864 | 0 | 0 | 10141
3865 | 0 | 0 | 10139
3866 | 0 | 0 | 10138
3867 | 0 | 0 | 10137
3868 | 0 | 0 | 10136
3869 | 0 | 0 | 10135
3870 | 0 | 0 | 10134
3871 | 0 | 0 | 10134
3872 | 0 | 0 | 10130
3873 | 0 | 0 | 10130
3874 | 0 | 0 | 10129
3875 | 0 | 0 | 10129
3876 | 0 | 0 | 10128
3877 | 0 | 0 | 10128
3878 | 0 | 0 | 10128
3879 | 0 | 0 | 10127
3880 | 0 | 0 | 10127
3881 | 0 | 0 | 10124
3882 | 0 | 0 | 10124
3883 | 0 | 0 | 10123
3884 | 0 | 0 | 10123
3885 | 0 | 0 | 10122
3886 | 0 | 0 | 10121
3887 | 0 | 0 | 10121
3888 | 0 | 0 | 10120
3889 | 0 | 0 | 10119
3890 | 0 | 0 | 10118
3891 | 0 | 0 | 10117
3892 | 0 | 0 | 10117
3893 | 0 | 0 | 10116
3894 | 0 | 0 | 10115
3895 | 0 | 0 | 10109
3896 | 0 | 0 | 10109
3897 | 0 | 0 | 10108
3898 | 0 | 0 | 10108
3899 | 0 | 0 | 10108
3900 | 0 | 0 | 10107
3901 | 0 | 0 | 10105
3902 | 0 | 0 | 10104
3903 | 0 | 0 | 10104
3904 | 0 | 0 | 10103
3905 | 0 | 0 | 10103
3906 | 0 | 0 | 10101
3907 | 0 | 0 | 10101
3908 | 0 | 0 | 10098
3909 | 0 | 0 | 10098
3910 | 0 | 0 | 10098
3911 | 0 | 0 | 10098
3912 | 0 | 0 | 10098
3913 | 0 | 0 | 10098
3914 | 0 | 0 | 10094
3915 | 0 | 0 | 10092
3916 | 0 | 0 | 10092
3917 | 0 | 0 | 10091
3918 | 0 | 0 | 10091
3919 | 0 | 0 | 10090
3920 | 0 | 0 | 10089
3921 | 0 | 0 | 10089
3922 | 0 | 0 | 10088
3923 | 0 | 0 | 10088
3924 | 0 | 0 | 10086
3925 | 0 | 0 | 10086
3926 | 0 | 0 | 10084
3927 | 0 | 0 | 10082
3928 | 0 | 0 | 10080
3929 | 0 | 0 | 10080
3930 | 0 | 0 | 10080
3931 | 0 | 0 | 10079
3932 | 0 | 0 | 10079
3933 | 0 | 0 | 10078
3934 | 0 | 0 | 10078
3935 | 0 | 0 | 10078
3936 | 0 | 0 | 10078
3937 | 0 | 0 | 10076
3938 | 0 | 0 | 10074
3939 | 0 | 0 | 10074
3940 | 0 | 0 | 10073
3941 | 0 | 0 | 10073
3942 | 0 | 0 | 10073
3943 | 0 | 0 | 10072
3944 | 0 | 0 | 10072
3945 | 0 | 0 | 10072
3946 | 0 | 0 | 10071
3947 | 0 | 0 | 10070
3948 | 0 | 0 | 10068
3949 | 0 | 0 | 10067
3950 | 0 | 0 | 10067
3951 | 0 | 0 | 10066
3952 | 0 | 0 | 10066
3953 | 0 | 0 | 10065
3954 | 0 | 0 | 10064
3955 | 0 | 0 | 10064
3956 | 0 | 0 | 10063
3957 | 0 | 0 | 10062
3958 | 0 | 0 | 10062
3959 | 0 | 0 | 10061
3960 | 0 | 0 | 10061
3961 | 0 | 0 | 10060
3962 | 0 | 0 | 10059
3963 | 0 | 0 | 10058
3964 | 0 | 0 | 10058
3965 | 0 | 0 | 10058
3966 | 0 | 0 | 10057
3967 | 0 | 0 | 10056
3968 | 0 | 0 | 10053
3969 | 0 | 0 | 10053
3970 | 0 | 0 | 10052
3971 | 0 | 0 | 10046
3972 | 0 | 0 | 10046
3973 | 0 | 0 | 10045
3974 | 0 | 0 | 10045
3975 | 0 | 0 | 10042
3976 | 0 | 0 | 10042
3977 | 0 | 0 | 10042
3978 | 0 | 0 | 10041
3979 | 0 | 0 | 10041
3980 | 0 | 0 | 10041
3981 | 0 | 0 | 10041
3982 | 0 | 0 | 10040
3983 | 0 | 0 | 10040
3984 | 0 | 0 | 10039
3985 | 0 | 0 | 10036
3986 | 0 | 0 | 10036
3987 | 0 | 0 | 10035
3988 | 0 | 0 | 10034
3989 | 0 | 0 | 10034
3990 | 0 | 0 | 10032
3991 | 0 | 0 | 10032
3992 | 0 | 0 | 10031
3993 | 0 | 0 | 10030
3994 | 0 | 0 | 10030
3995 | 0 | 0 | 10029
3996 | 0 | 0 | 10027
3997 | 0 | 0 | 10025
3998 | 0 | 0 | 10024
3999 | 0 | 0 | 10024
4000 | 0 | 0 | 10024
4001 | 0 | 0 | 10023
4002 | 0 | 0 | 10021
4003 | 0 | 0 | 10019
4004 | 0 | 0 | 10019
4005 | 0 | 0 | 10019
4006 | 0 | 0 | 10017
4007 | 0 | 0 | 10017
4008 | 0 | 0 | 10014
4009 | 0 | 0 | 10013
4010 | 0 | 0 | 10011
4011 | 0 | 0 | 10009
4012 | 0 | 0 | 10009
4013 | 0 | 0 | 10007
4014 | 0 | 0 | 10006
4015 | 0 | 0 | 10005
4016 | 0 | 0 | 10004
4017 | 0 | 0 | 10002
4018 | 0 | 0 | 10001
4019 | 0 | 0 | 9998
4020 | 0 | 0 | 9997
4021 | 0 | 0 | 9994
4022 | 0 | 0 | 9994
4023 | 0 | 0 | 9993
4024 | 0 | 0 | 9993
4025 | 0 | 0 | 9993
4026 | 0 | 0 | 9990
4027 | 0 | 0 | 9990
4028 | 0 | 0 | 9989
4029 | 0 | 0 | 9989
4030 | 0 | 0 | 9987
4031 | 0 | 0 | 9987
4032 | 0 | 0 | 9986
4033 | 0 | 0 | 9985
4034 | 0 | 0 | 9984
4035 | 0 | 0 | 9984
4036 | 0 | 0 | 9984
4037 | 0 | 0 | 9984
4038 | 0 | 0 | 9984
4039 | 0 | 0 | 9983
4040 | 0 | 0 | 9980
4041 | 0 | 0 | 9979
4042 | 0 | 0 | 9978
4043 | 0 | 0 | 9978
4044 | 0 | 0 | 9978
4045 | 0 | 0 | 9977
4046 | 0 | 0 | 9977
4047 | 0 | 0 | 9976
4048 | 0 | 0 | 9974
4049 | 0 | 0 | 9974
4050 | 0 | 0 | 9974
4051 | 0 | 0 | 9973
4052 | 0 | 0 | 9973
4053 | 0 | 0 | 9972
4054 | 0 | 0 | 9972
4055 | 0 | 0 | 9971
4056 | 0 | 0 | 9971
4057 | 0 | 0 | 9971
4058 | 0 | 0 | 9969
4059 | 0 | 0 | 9969
4060 | 0 | 0 | 9968
4061 | 0 | 0 | 9965
4062 | 0 | 0 | 9964
4063 | 0 | 0 | 9964
4064 | 0 | 0 | 9963
4065 | 0 | 0 | 9963
4066 | 0 | 0 | 9963
4067 | 0 | 0 | 9962
4068 | 0 | 0 | 9959
4069 | 0 | 0 | 9959
4070 | 0 | 0 | 9958
4071 | 0 | 0 | 9958
4072 | 0 | 0 | 9955
4073 | 0 | 0 | 9954
4074 | 0 | 0 | 9953
4075 | 0 | 0 | 9950
4076 | 0 | 0 | 9949
4077 | 0 | 0 | 9948
4078 | 0 | 0 | 9948
4079 | 0 | 0 | 9948
4080 | 0 | 0 | 9947
4081 | 0 | 0 | 9945
4082 | 0 | 0 | 9944
4083 | 0 | 0 | 9940
4084 | 0 | 0 | 9940
4085 | 0 | 0 | 9937
4086 | 0 | 0 | 9937
4087 | 0 | 0 | 9936
4088 | 0 | 0 | 9933
4089 | 0 | 0 | 9931
4090 | 0 | 0 | 9931
4091 | 0 | 0 | 9930
4092 | 0 | 0 | 9930
4093 | 0 | 0 | 9929
4094 | 0 | 0 | 9928
4095 | 0 | 0 | 9927
4096 | 0 | 0 | 9922
4097 | 0 | 0 | 9922
4098 | 0 | 0 | 9921
4099 | 0 | 0 | 9918
4100 | 0 | 0 | 9918
4101 | 0 | 0 | 9918
4102 | 0 | 0 | 9917
4103 | 0 | 0 | 9917
4104 | 0 | 0 | 9917
4105 | 0 | 0 | 9917
4106 | 0 | 0 | 9914
4107 | 0 | 0 | 9914
4108 | 0 | 0 | 9914
4109 | 0 | 0 | 9913
4110 | 0 | 0 | 9913
4111 | 0 | 0 | 9912
4112 | 0 | 0 | 9912
4113 | 0 | 0 | 9911
4114 | 0 | 0 | 9910
4115 | 0 | 0 | 9910
4116 | 0 | 0 | 9909
4117 | 0 | 0 | 9909
4118 | 0 | 0 | 9909
4119 | 0 | 0 | 9908
4120 | 0 | 0 | 9908
4121 | 0 | 0 | 9907
4122 | 0 | 0 | 9906
4123 | 0 | 0 | 9906
4124 | 0 | 0 | 9905
4125 | 0 | 0 | 9905
4126 | 0 | 0 | 9904
4127 | 0 | 0 | 9904
4128 | 0 | 0 | 9903
4129 | 0 | 0 | 9901
4130 | 0 | 0 | 9901
4131 | 0 | 0 | 9900
4132 | 0 | 0 | 9899
4133 | 0 | 0 | 9899
4134 | 0 | 0 | 9899
4135 | 0 | 0 | 9896
4136 | 0 | 0 | 9894
4137 | 0 | 0 | 9893
4138 | 0 | 0 | 9892
4139 | 0 | 0 | 9891
4140 | 0 | 0 | 9891
4141 | 0 | 0 | 9891
4142 | 0 | 0 | 9891
4143 | 0 | 0 | 9890
4144 | 0 | 0 | 9890
4145 | 0 | 0 | 9888
4146 | 0 | 0 | 9887
4147 | 0 | 0 | 9885
4148 | 0 | 0 | 9885
4149 | 0 | 0 | 9884
4150 | 0 | 0 | 9884
4151 | 0 | 0 | 9883
4152 | 0 | 0 | 9883
4153 | 0 | 0 | 9881
4154 | 0 | 0 | 9881
4155 | 0 | 0 | 9881
4156 | 0 | 0 | 9881
4157 | 0 | 0 | 9880
4158 | 0 | 0 | 9876
4159 | 0 | 0 | 9875
4160 | 0 | 0 | 9873
4161 | 0 | 0 | 9872
4162 | 0 | 0 | 9872
4163 | 0 | 0 | 9872
4164 | 0 | 0 | 9872
4165 | 0 | 0 | 9871
4166 | 0 | 0 | 9870
4167 | 0 | 0 | 9870
4168 | 0 | 0 | 9869
4169 | 0 | 0 | 9869
4170 | 0 | 0 | 9868
4171 | 0 | 0 | 9867
4172 | 0 | 0 | 9867
4173 | 0 | 0 | 9867
4174 | 0 | 0 | 9866
4175 | 0 | 0 | 9866
4176 | 0 | 0 | 9863
4177 | 0 | 0 | 9862
4178 | 0 | 0 | 9862
4179 | 0 | 0 | 9860
4180 | 0 | 0 | 9859
4181 | 0 | 0 | 9857
4182 | 0 | 0 | 9856
4183 | 0 | 0 | 9856
4184 | 0 | 0 | 9856
4185 | 0 | 0 | 9856
4186 | 0 | 0 | 9854
4187 | 0 | 0 | 9852
4188 | 0 | 0 | 9851
4189 | 0 | 0 | 9849
4190 | 0 | 0 | 9848
4191 | 0 | 0 | 9846
4192 | 0 | 0 | 9846
4193 | 0 | 0 | 9844
4194 | 0 | 0 | 9844
4195 | 0 | 0 | 9844
4196 | 0 | 0 | 9842
4197 | 0 | 0 | 9842
4198 | 0 | 0 | 9841
4199 | 0 | 0 | 9841
4200 | 0 | 0 | 9841
4201 | 0 | 0 | 9841
4202 | 0 | 0 | 9839
4203 | 0 | 0 | 9838
4204 | 0 | 0 | 9834
4205 | 0 | 0 | 9834
4206 | 0 | 0 | 9831
4207 | 0 | 0 | 9829
4208 | 0 | 0 | 9829
4209 | 0 | 0 | 9828
4210 | 0 | 0 | 9827
4211 | 0 | 0 | 9826
4212 | 0 | 0 | 9826
4213 | 0 | 0 | 9825
4214 | 0 | 0 | 9825
4215 | 0 | 0 | 9822
4216 | 0 | 0 | 9821
4217 | 0 | 0 | 9821
4218 | 0 | 0 | 9821
4219 | 0 | 0 | 9821
4220 | 0 | 0 | 9820
4221 | 0 | 0 | 9819
4222 | 0 | 0 | 9819
4223 | 0 | 0 | 9818
4224 | 0 | 0 | 9818
4225 | 0 | 0 | 9814
4226 | 0 | 0 | 9814
4227 | 0 | 0 | 9814
4228 | 0 | 0 | 9813
4229 | 0 | 0 | 9813
4230 | 0 | 0 | 9812
4231 | 0 | 0 | 9812
4232 | 0 | 0 | 9812
4233 | 0 | 0 | 9811
4234 | 0 | 0 | 9811
4235 | 0 | 0 | 9810
4236 | 0 | 0 | 9809
4237 | 0 | 0 | 9808
4238 | 0 | 0 | 9806
4239 | 0 | 0 | 9804
4240 | 0 | 0 | 9803
4241 | 0 | 0 | 9803
4242 | 0 | 0 | 9802
4243 | 0 | 0 | 9801
4244 | 0 | 0 | 9800
4245 | 0 | 0 | 9799
4246 | 0 | 0 | 9799
4247 | 0 | 0 | 9797
4248 | 0 | 0 | 9797
4249 | 0 | 0 | 9797
4250 | 0 | 0 | 9797
4251 | 0 | 0 | 9795
4252 | 0 | 0 | 9794
4253 | 0 | 0 | 9793
4254 | 0 | 0 | 9793
4255 | 0 | 0 | 9793
4256 | 0 | 0 | 9792
4257 | 0 | 0 | 9790
4258 | 0 | 0 | 9790
4259 | 0 | 0 | 9789
4260 | 0 | 0 | 9787
4261 | 0 | 0 | 9785
4262 | 0 | 0 | 9782
4263 | 0 | 0 | 9782
4264 | 0 | 0 | 9780
4265 | 0 | 0 | 9780
4266 | 0 | 0 | 9779
4267 | 0 | 0 | 9778
4268 | 0 | 0 | 9778
4269 | 0 | 0 | 9775
4270 | 0 | 0 | 9774
4271 | 0 | 0 | 9774
4272 | 0 | 0 | 9774
4273 | 0 | 0 | 9773
4274 | 0 | 0 | 9771
4275 | 0 | 0 | 9770
4276 | 0 | 0 | 9770
4277 | 0 | 0 | 9770
4278 | 0 | 0 | 9769
4279 | 0 | 0 | 9769
4280 | 0 | 0 | 9768
4281 | 0 | 0 | 9767
4282 | 0 | 0 | 9767
4283 | 0 | 0 | 9766
4284 | 0 | 0 | 9766
4285 | 0 | 0 | 9765
4286 | 0 | 0 | 9764
4287 | 0 | 0 | 9763
4288 | 0 | 0 | 9762
4289 | 0 | 0 | 9761
4290 | 0 | 0 | 9760
4291 | 0 | 0 | 9760
4292 | 0 | 0 | 9759
4293 | 0 | 0 | 9759
4294 | 0 | 0 | 9759
4295 | 0 | 0 | 9756
4296 | 0 | 0 | 9756
4297 | 0 | 0 | 9755
4298 | 0 | 0 | 9754
4299 | 0 | 0 | 9754
4300 | 0 | 0 | 9752
4301 | 0 | 0 | 9752
4302 | 0 | 0 | 9751
4303 | 0 | 0 | 9751
4304 | 0 | 0 | 9751
4305 | 0 | 0 | 9751
4306 | 0 | 0 | 9751
4307 | 0 | 0 | 9751
4308 | 0 | 0 | 9750
4309 | 0 | 0 | 9749
4310 | 0 | 0 | 9748
4311 | 0 | 0 | 9747
4312 | 0 | 0 | 9746
4313 | 0 | 0 | 9744
4314 | 0 | 0 | 9741
4315 | 0 | 0 | 9740
4316 | 0 | 0 | 9740
4317 | 0 | 0 | 9738
4318 | 0 | 0 | 9737
4319 | 0 | 0 | 9737
4320 | 0 | 0 | 9736
4321 | 0 | 0 | 9736
4322 | 0 | 0 | 9734
4323 | 0 | 0 | 9733
4324 | 0 | 0 | 9733
4325 | 0 | 0 | 9733
4326 | 0 | 0 | 9731
4327 | 0 | 0 | 9730
4328 | 0 | 0 | 9730
4329 | 0 | 0 | 9728
4330 | 0 | 0 | 9726
4331 | 0 | 0 | 9726
4332 | 0 | 0 | 9725
4333 | 0 | 0 | 9725
4334 | 0 | 0 | 9724
4335 | 0 | 0 | 9724
4336 | 0 | 0 | 9724
4337 | 0 | 0 | 9723
4338 | 0 | 0 | 9722
4339 | 0 | 0 | 9720
4340 | 0 | 0 | 9719
4341 | 0 | 0 | 9718
4342 | 0 | 0 | 9717
4343 | 0 | 0 | 9715
4344 | 0 | 0 | 9715
4345 | 0 | 0 | 9711
4346 | 0 | 0 | 9709
4347 | 0 | 0 | 9709
4348 | 0 | 0 | 9708
4349 | 0 | 0 | 9708
4350 | 0 | 0 | 9706
4351 | 0 | 0 | 9706
4352 | 0 | 0 | 9706
4353 | 0 | 0 | 9705
4354 | 0 | 0 | 9704
4355 | 0 | 0 | 9704
4356 | 0 | 0 | 9703
4357 | 0 | 0 | 9702
4358 | 0 | 0 | 9700
4359 | 0 | 0 | 9700
4360 | 0 | 0 | 9700
4361 | 0 | 0 | 9698
4362 | 0 | 0 | 9698
4363 | 0 | 0 | 9698
4364 | 0 | 0 | 9697
4365 | 0 | 0 | 9696
4366 | 0 | 0 | 9694
4367 | 0 | 0 | 9693
4368 | 0 | 0 | 9693
4369 | 0 | 0 | 9693
4370 | 0 | 0 | 9692
4371 | 0 | 0 | 9690
4372 | 0 | 0 | 9689
4373 | 0 | 0 | 9689
4374 | 0 | 0 | 9688
4375 | 0 | 0 | 9687
4376 | 0 | 0 | 9685
4377 | 0 | 0 | 9685
4378 | 0 | 0 | 9684
4379 | 0 | 0 | 9682
4380 | 0 | 0 | 9682
4381 | 0 | 0 | 9681
4382 | 0 | 0 | 9681
4383 | 0 | 0 | 9680
4384 | 0 | 0 | 9680
4385 | 0 | 0 | 9679
4386 | 0 | 0 | 9679
4387 | 0 | 0 | 9679
4388 | 0 | 0 | 9678
4389 | 0 | 0 | 9677
4390 | 0 | 0 | 9677
4391 | 0 | 0 | 9677
4392 | 0 | 0 | 9675
4393 | 0 | 0 | 9675
4394 | 0 | 0 | 9675
4395 | 0 | 0 | 9675
4396 | 0 | 0 | 9674
4397 | 0 | 0 | 9670
4398 | 0 | 0 | 9670
4399 | 0 | 0 | 9670
4400 | 0 | 0 | 9670
4401 | 0 | 0 | 9669
4402 | 0 | 0 | 9668
4403 | 0 | 0 | 9667
4404 | 0 | 0 | 9666
4405 | 0 | 0 | 9665
4406 | 0 | 0 | 9664
4407 | 0 | 0 | 9664
4408 | 0 | 0 | 9662
4409 | 0 | 0 | 9660
4410 | 0 | 0 | 9660
4411 | 0 | 0 | 9659
4412 | 0 | 0 | 9659
4413 | 0 | 0 | 9658
4414 | 0 | 0 | 9658
4415 | 0 | 0 | 9658
4416 | 0 | 0 | 9657
4417 | 0 | 0 | 9657
4418 | 0 | 0 | 9657
4419 | 0 | 0 | 9656
4420 | 0 | 0 | 9656
4421 | 0 | 0 | 9655
4422 | 0 | 0 | 9654
4423 | 0 | 0 | 9654
4424 | 0 | 0 | 9652
4425 | 0 | 0 | 9652
4426 | 0 | 0 | 9652
4427 | 0 | 0 | 9651
4428 | 0 | 0 | 9651
4429 | 0 | 0 | 9650
4430 | 0 | 0 | 9650
4431 | 0 | 0 | 9650
4432 | 0 | 0 | 9649
4433 | 0 | 0 | 9649
4434 | 0 | 0 | 9649
4435 | 0 | 0 | 9647
4436 | 0 | 0 | 9646
4437 | 0 | 0 | 9646
4438 | 0 | 0 | 9645
4439 | 0 | 0 | 9642
4440 | 0 | 0 | 9641
4441 | 0 | 0 | 9641
4442 | 0 | 0 | 9640
4443 | 0 | 0 | 9640
4444 | 0 | 0 | 9640
4445 | 0 | 0 | 9639
4446 | 0 | 0 | 9638
4447 | 0 | 0 | 9638
4448 | 0 | 0 | 9637
4449 | 0 | 0 | 9636
4450 | 0 | 0 | 9635
4451 | 0 | 0 | 9634
4452 | 0 | 0 | 9634
4453 | 0 | 0 | 9632
4454 | 0 | 0 | 9630
4455 | 0 | 0 | 9629
4456 | 0 | 0 | 9629
4457 | 0 | 0 | 9628
4458 | 0 | 0 | 9628
4459 | 0 | 0 | 9628
4460 | 0 | 0 | 9625
4461 | 0 | 0 | 9625
4462 | 0 | 0 | 9624
4463 | 0 | 0 | 9624
4464 | 0 | 0 | 9624
4465 | 0 | 0 | 9623
4466 | 0 | 0 | 9622
4467 | 0 | 0 | 9620
4468 | 0 | 0 | 9616
4469 | 0 | 0 | 9615
4470 | 0 | 0 | 9615
4471 | 0 | 0 | 9614
4472 | 0 | 0 | 9612
4473 | 0 | 0 | 9611
4474 | 0 | 0 | 9608
4475 | 0 | 0 | 9608
4476 | 0 | 0 | 9606
4477 | 0 | 0 | 9605
4478 | 0 | 0 | 9605
4479 | 0 | 0 | 9603
4480 | 0 | 0 | 9603
4481 | 0 | 0 | 9602
4482 | 0 | 0 | 9601
4483 | 0 | 0 | 9601
4484 | 0 | 0 | 9600
4485 | 0 | 0 | 9599
4486 | 0 | 0 | 9599
4487 | 0 | 0 | 9598
4488 | 0 | 0 | 9597
4489 | 0 | 0 | 9596
4490 | 0 | 0 | 9596
4491 | 0 | 0 | 9595
4492 | 0 | 0 | 9595
4493 | 0 | 0 | 9595
4494 | 0 | 0 | 9592
4495 | 0 | 0 | 9592
4496 | 0 | 0 | 9590
4497 | 0 | 0 | 9590
4498 | 0 | 0 | 9590
4499 | 0 | 0 | 9589
4500 | 0 | 0 | 9588
4501 | 0 | 0 | 9586
4502 | 0 | 0 | 9586
4503 | 0 | 0 | 9585
4504 | 0 | 0 | 9584
4505 | 0 | 0 | 9583
4506 | 0 | 0 | 9583
4507 | 0 | 0 | 9583
4508 | 0 | 0 | 9583
4509 | 0 | 0 | 9582
4510 | 0 | 0 | 9580
4511 | 0 | 0 | 9579
4512 | 0 | 0 | 9577
4513 | 0 | 0 | 9577
4514 | 0 | 0 | 9575
4515 | 0 | 0 | 9574
4516 | 0 | 0 | 9574
4517 | 0 | 0 | 9573
4518 | 0 | 0 | 9573
4519 | 0 | 0 | 9572
4520 | 0 | 0 | 9572
4521 | 0 | 0 | 9571
4522 | 0 | 0 | 9568
4523 | 0 | 0 | 9568
4524 | 0 | 0 | 9563
4525 | 0 | 0 | 9563
4526 | 0 | 0 | 9562
4527 | 0 | 0 | 9561
4528 | 0 | 0 | 9561
4529 | 0 | 0 | 9560
4530 | 0 | 0 | 9558
4531 | 0 | 0 | 9558
4532 | 0 | 0 | 9557
4533 | 0 | 0 | 9556
4534 | 0 | 0 | 9556
4535 | 0 | 0 | 9555
4536 | 0 | 0 | 9554
4537 | 0 | 0 | 9554
4538 | 0 | 0 | 9553
4539 | 0 | 0 | 9553
4540 | 0 | 0 | 9552
4541 | 0 | 0 | 9552
4542 | 0 | 0 | 9552
4543 | 0 | 0 | 9552
4544 | 0 | 0 | 9551
4545 | 0 | 0 | 9548
4546 | 0 | 0 | 9548
4547 | 0 | 0 | 9547
4548 | 0 | 0 | 9546
4549 | 0 | 0 | 9546
4550 | 0 | 0 | 9546
4551 | 0 | 0 | 9546
4552 | 0 | 0 | 9546
4553 | 0 | 0 | 9545
4554 | 0 | 0 | 9545
4555 | 0 | 0 | 9544
4556 | 0 | 0 | 9542
4557 | 0 | 0 | 9542
4558 | 0 | 0 | 9542
4559 | 0 | 0 | 9541
4560 | 0 | 0 | 9540
4561 | 0 | 0 | 9538
4562 | 0 | 0 | 9538
4563 | 0 | 0 | 9537
4564 | 0 | 0 | 9536
4565 | 0 | 0 | 9535
4566 | 0 | 0 | 9535
4567 | 0 | 0 | 9534
4568 | 0 | 0 | 9532
4569 | 0 | 0 | 9532
4570 | 0 | 0 | 9532
4571 | 0 | 0 | 9532
4572 | 0 | 0 | 9531
4573 | 0 | 0 | 9531
4574 | 0 | 0 | 9531
4575 | 0 | 0 | 9530
4576 | 0 | 0 | 9530
4577 | 0 | 0 | 9530
4578 | 0 | 0 | 9529
4579 | 0 | 0 | 9529
4580 | 0 | 0 | 9529
4581 | 0 | 0 | 9529
4582 | 0 | 0 | 9525
4583 | 0 | 0 | 9525
4584 | 0 | 0 | 9521
4585 | 0 | 0 | 9520
4586 | 0 | 0 | 9520
4587 | 0 | 0 | 9520
4588 | 0 | 0 | 9520
4589 | 0 | 0 | 9519
4590 | 0 | 0 | 9517
4591 | 0 | 0 | 9516
4592 | 0 | 0 | 9515
4593 | 0 | 0 | 9515
4594 | 0 | 0 | 9513
4595 | 0 | 0 | 9512
4596 | 0 | 0 | 9512
4597 | 0 | 0 | 9512
4598 | 0 | 0 | 9512
4599 | 0 | 0 | 9510
4600 | 0 | 0 | 9509
4601 | 0 | 0 | 9509
4602 | 0 | 0 | 9509
4603 | 0 | 0 | 9508
4604 | 0 | 0 | 9507
4605 | 0 | 0 | 9507
4606 | 0 | 0 | 9507
4607 | 0 | 0 | 9506
4608 | 0 | 0 | 9503
4609 | 0 | 0 | 9503
4610 | 0 | 0 | 9503
4611 | 0 | 0 | 9502
4612 | 0 | 0 | 9501
4613 | 0 | 0 | 9501
4614 | 0 | 0 | 9499
4615 | 0 | 0 | 9499
4616 | 0 | 0 | 9499
4617 | 0 | 0 | 9498
4618 | 0 | 0 | 9496
4619 | 0 | 0 | 9496
4620 | 0 | 0 | 9495
4621 | 0 | 0 | 9495
4622 | 0 | 0 | 9494
4623 | 0 | 0 | 9492
4624 | 0 | 0 | 9492
4625 | 0 | 0 | 9489
4626 | 0 | 0 | 9489
4627 | 0 | 0 | 9486
4628 | 0 | 0 | 9486
4629 | 0 | 0 | 9486
4630 | 0 | 0 | 9485
4631 | 0 | 0 | 9483
4632 | 0 | 0 | 9483
4633 | 0 | 0 | 9482
4634 | 0 | 0 | 9481
4635 | 0 | 0 | 9480
4636 | 0 | 0 | 9476
4637 | 0 | 0 | 9475
4638 | 0 | 0 | 9475
4639 | 0 | 0 | 9474
4640 | 0 | 0 | 9473
4641 | 0 | 0 | 9473
4642 | 0 | 0 | 9473
4643 | 0 | 0 | 9473
4644 | 0 | 0 | 9472
4645 | 0 | 0 | 9471
4646 | 0 | 0 | 9471
4647 | 0 | 0 | 9470
4648 | 0 | 0 | 9470
4649 | 0 | 0 | 9469
4650 | 0 | 0 | 9468
4651 | 0 | 0 | 9468
4652 | 0 | 0 | 9466
4653 | 0 | 0 | 9465
4654 | 0 | 0 | 9464
4655 | 0 | 0 | 9463
4656 | 0 | 0 | 9462
4657 | 0 | 0 | 9462
4658 | 0 | 0 | 9462
4659 | 0 | 0 | 9462
4660 | 0 | 0 | 9462
4661 | 0 | 0 | 9457
4662 | 0 | 0 | 9455
4663 | 0 | 0 | 9454
4664 | 0 | 0 | 9453
4665 | 0 | 0 | 9452
4666 | 0 | 0 | 9450
4667 | 0 | 0 | 9449
4668 | 0 | 0 | 9448
4669 | 0 | 0 | 9448
4670 | 0 | 0 | 9448
4671 | 0 | 0 | 9447
4672 | 0 | 0 | 9446
4673 | 0 | 0 | 9445
4674 | 0 | 0 | 9445
4675 | 0 | 0 | 9445
4676 | 0 | 0 | 9444
4677 | 0 | 0 | 9444
4678 | 0 | 0 | 9442
4679 | 0 | 0 | 9442
4680 | 0 | 0 | 9440
4681 | 0 | 0 | 9439
4682 | 0 | 0 | 9439
4683 | 0 | 0 | 9436
4684 | 0 | 0 | 9435
4685 | 0 | 0 | 9435
4686 | 0 | 0 | 9435
4687 | 0 | 0 | 9434
4688 | 0 | 0 | 9434
4689 | 0 | 0 | 9434
4690 | 0 | 0 | 9433
4691 | 0 | 0 | 9432
4692 | 0 | 0 | 9430
4693 | 0 | 0 | 9430
4694 | 0 | 0 | 9428
4695 | 0 | 0 | 9426
4696 | 0 | 0 | 9426
4697 | 0 | 0 | 9425
4698 | 0 | 0 | 9425
4699 | 0 | 0 | 9425
4700 | 0 | 0 | 9424
4701 | 0 | 0 | 9423
4702 | 0 | 0 | 9423
4703 | 0 | 0 | 9422
4704 | 0 | 0 | 9420
4705 | 0 | 0 | 9420
4706 | 0 | 0 | 9419
4707 | 0 | 0 | 9419
4708 | 0 | 0 | 9418
4709 | 0 | 0 | 9418
4710 | 0 | 0 | 9418
4711 | 0 | 0 | 9417
4712 | 0 | 0 | 9417
4713 | 0 | 0 | 9413
4714 | 0 | 0 | 9409
4715 | 0 | 0 | 9409
4716 | 0 | 0 | 9407
4717 | 0 | 0 | 9406
4718 | 0 | 0 | 9406
4719 | 0 | 0 | 9404
4720 | 0 | 0 | 9403
4721 | 0 | 0 | 9401
4722 | 0 | 0 | 9401
4723 | 0 | 0 | 9399
4724 | 0 | 0 | 9399
4725 | 0 | 0 | 9398
4726 | 0 | 0 | 9398
4727 | 0 | 0 | 9398
4728 | 0 | 0 | 9398
4729 | 0 | 0 | 9397
4730 | 0 | 0 | 9397
4731 | 0 | 0 | 9397
4732 | 0 | 0 | 9397
4733 | 0 | 0 | 9396
4734 | 0 | 0 | 9394
4735 | 0 | 0 | 9394
4736 | 0 | 0 | 9392
4737 | 0 | 0 | 9391
4738 | 0 | 0 | 9390
4739 | 0 | 0 | 9389
4740 | 0 | 0 | 9389
4741 | 0 | 0 | 9389
4742 | 0 | 0 | 9388
4743 | 0 | 0 | 9387
4744 | 0 | 0 | 9386
4745 | 0 | 0 | 9386
4746 | 0 | 0 | 9384
4747 | 0 | 0 | 9383
4748 | 0 | 0 | 9383
4749 | 0 | 0 | 9382
4750 | 0 | 0 | 9381
4751 | 0 | 0 | 9381
4752 | 0 | 0 | 9381
4753 | 0 | 0 | 9376
4754 | 0 | 0 | 9376
4755 | 0 | 0 | 9375
4756 | 0 | 0 | 9375
4757 | 0 | 0 | 9375
4758 | 0 | 0 | 9375
4759 | 0 | 0 | 9371
4760 | 0 | 0 | 9370
4761 | 0 | 0 | 9369
4762 | 0 | 0 | 9365
4763 | 0 | 0 | 9365
4764 | 0 | 0 | 9365
4765 | 0 | 0 | 9365
4766 | 0 | 0 | 9364
4767 | 0 | 0 | 9363
4768 | 0 | 0 | 9362
4769 | 0 | 0 | 9362
4770 | 0 | 0 | 9362
4771 | 0 | 0 | 9361
4772 | 0 | 0 | 9361
4773 | 0 | 0 | 9360
4774 | 0 | 0 | 9360
4775 | 0 | 0 | 9359
4776 | 0 | 0 | 9359
4777 | 0 | 0 | 9358
4778 | 0 | 0 | 9353
4779 | 0 | 0 | 9353
4780 | 0 | 0 | 9353
4781 | 0 | 0 | 9352
4782 | 0 | 0 | 9352
4783 | 0 | 0 | 9351
4784 | 0 | 0 | 9350
4785 | 0 | 0 | 9350
4786 | 0 | 0 | 9349
4787 | 0 | 0 | 9346
4788 | 0 | 0 | 9346
4789 | 0 | 0 | 9345
4790 | 0 | 0 | 9343
4791 | 0 | 0 | 9343
4792 | 0 | 0 | 9342
4793 | 0 | 0 | 9341
4794 | 0 | 0 | 9340
4795 | 0 | 0 | 9339
4796 | 0 | 0 | 9339
4797 | 0 | 0 | 9339
4798 | 0 | 0 | 9339
4799 | 0 | 0 | 9335
4800 | 0 | 0 | 9334
4801 | 0 | 0 | 9331
4802 | 0 | 0 | 9331
4803 | 0 | 0 | 9330
4804 | 0 | 0 | 9330
4805 | 0 | 0 | 9329
4806 | 0 | 0 | 9325
4807 | 0 | 0 | 9325
4808 | 0 | 0 | 9323
4809 | 0 | 0 | 9323
4810 | 0 | 0 | 9321
4811 | 0 | 0 | 9321
4812 | 0 | 0 | 9320
4813 | 0 | 0 | 9319
4814 | 0 | 0 | 9317
4815 | 0 | 0 | 9317
4816 | 0 | 0 | 9317
4817 | 0 | 0 | 9315
4818 | 0 | 0 | 9314
4819 | 0 | 0 | 9314
4820 | 0 | 0 | 9313
4821 | 0 | 0 | 9313
4822 | 0 | 0 | 9313
4823 | 0 | 0 | 9313
4824 | 0 | 0 | 9313
4825 | 0 | 0 | 9312
4826 | 0 | 0 | 9311
4827 | 0 | 0 | 9310
4828 | 0 | 0 | 9310
4829 | 0 | 0 | 9309
4830 | 0 | 0 | 9308
4831 | 0 | 0 | 9308
4832 | 0 | 0 | 9308
4833 | 0 | 0 | 9306
4834 | 0 | 0 | 9306
4835 | 0 | 0 | 9306
4836 | 0 | 0 | 9305
4837 | 0 | 0 | 9303
4838 | 0 | 0 | 9303
4839 | 0 | 0 | 9302
4840 | 0 | 0 | 9301
4841 | 0 | 0 | 9300
4842 | 0 | 0 | 9299
4843 | 0 | 0 | 9298
4844 | 0 | 0 | 9297
4845 | 0 | 0 | 9296
4846 | 0 | 0 | 9295
4847 | 0 | 0 | 9295
4848 | 0 | 0 | 9295
4849 | 0 | 0 | 9295
4850 | 0 | 0 | 9294
4851 | 0 | 0 | 9294
4852 | 0 | 0 | 9293
4853 | 0 | 0 | 9291
4854 | 0 | 0 | 9288
4855 | 0 | 0 | 9287
4856 | 0 | 0 | 9287
4857 | 0 | 0 | 9284
4858 | 0 | 0 | 9283
4859 | 0 | 0 | 9283
4860 | 0 | 0 | 9282
4861 | 0 | 0 | 9282
4862 | 0 | 0 | 9282
4863 | 0 | 0 | 9282
4864 | 0 | 0 | 9282
4865 | 0 | 0 | 9281
4866 | 0 | 0 | 9281
4867 | 0 | 0 | 9280
4868 | 0 | 0 | 9280
4869 | 0 | 0 | 9279
4870 | 0 | 0 | 9279
4871 | 0 | 0 | 9278
4872 | 0 | 0 | 9278
4873 | 0 | 0 | 9276
4874 | 0 | 0 | 9275
4875 | 0 | 0 | 9275
4876 | 0 | 0 | 9275
4877 | 0 | 0 | 9275
4878 | 0 | 0 | 9274
4879 | 0 | 0 | 9274
4880 | 0 | 0 | 9273
4881 | 0 | 0 | 9272
4882 | 0 | 0 | 9272
4883 | 0 | 0 | 9271
4884 | 0 | 0 | 9271
4885 | 0 | 0 | 9271
4886 | 0 | 0 | 9270
4887 | 0 | 0 | 9270
4888 | 0 | 0 | 9268
4889 | 0 | 0 | 9268
4890 | 0 | 0 | 9267
4891 | 0 | 0 | 9266
4892 | 0 | 0 | 9265
4893 | 0 | 0 | 9265
4894 | 0 | 0 | 9265
4895 | 0 | 0 | 9263
4896 | 0 | 0 | 9263
4897 | 0 | 0 | 9261
4898 | 0 | 0 | 9261
4899 | 0 | 0 | 9260
4900 | 0 | 0 | 9259
4901 | 0 | 0 | 9258
4902 | 0 | 0 | 9258
4903 | 0 | 0 | 9256
4904 | 0 | 0 | 9254
4905 | 0 | 0 | 9254
4906 | 0 | 0 | 9253
4907 | 0 | 0 | 9252
4908 | 0 | 0 | 9251
4909 | 0 | 0 | 9250
4910 | 0 | 0 | 9247
4911 | 0 | 0 | 9245
4912 | 0 | 0 | 9244
4913 | 0 | 0 | 9241
4914 | 0 | 0 | 9241
4915 | 0 | 0 | 9240
4916 | 0 | 0 | 9239
4917 | 0 | 0 | 9238
4918 | 0 | 0 | 9238
4919 | 0 | 0 | 9235
4920 | 0 | 0 | 9235
4921 | 0 | 0 | 9234
4922 | 0 | 0 | 9232
4923 | 0 | 0 | 9231
4924 | 0 | 0 | 9231
4925 | 0 | 0 | 9230
4926 | 0 | 0 | 9230
4927 | 0 | 0 | 9229
4928 | 0 | 0 | 9226
4929 | 0 | 0 | 9224
4930 | 0 | 0 | 9224
4931 | 0 | 0 | 9223
4932 | 0 | 0 | 9221
4933 | 0 | 0 | 9221
4934 | 0 | 0 | 9220
4935 | 0 | 0 | 9219
4936 | 0 | 0 | 9217
4937 | 0 | 0 | 9216
4938 | 0 | 0 | 9214
4939 | 0 | 0 | 9213
4940 | 0 | 0 | 9212
4941 | 0 | 0 | 9211
4942 | 0 | 0 | 9210
4943 | 0 | 0 | 9207
4944 | 0 | 0 | 9206
4945 | 0 | 0 | 9206
4946 | 0 | 0 | 9204
4947 | 0 | 0 | 9203
4948 | 0 | 0 | 9202
4949 | 0 | 0 | 9201
4950 | 0 | 0 | 9201
4951 | 0 | 0 | 9199
4952 | 0 | 0 | 9199
4953 | 0 | 0 | 9199
4954 | 0 | 0 | 9198
4955 | 0 | 0 | 9194
4956 | 0 | 0 | 9194
4957 | 0 | 0 | 9194
4958 | 0 | 0 | 9193
4959 | 0 | 0 | 9189
4960 | 0 | 0 | 9189
4961 | 0 | 0 | 9188
4962 | 0 | 0 | 9188
4963 | 0 | 0 | 9186
4964 | 0 | 0 | 9186
4965 | 0 | 0 | 9185
4966 | 0 | 0 | 9185
4967 | 0 | 0 | 9185
4968 | 0 | 0 | 9185
4969 | 0 | 0 | 9185
4970 | 0 | 0 | 9184
4971 | 0 | 0 | 9182
4972 | 0 | 0 | 9181
4973 | 0 | 0 | 9180
4974 | 0 | 0 | 9180
4975 | 0 | 0 | 9180
4976 | 0 | 0 | 9180
4977 | 0 | 0 | 9179
4978 | 0 | 0 | 9177
4979 | 0 | 0 | 9176
4980 | 0 | 0 | 9175
4981 | 0 | 0 | 9175
4982 | 0 | 0 | 9175
4983 | 0 | 0 | 9174
4984 | 0 | 0 | 9174
4985 | 0 | 0 | 9173
4986 | 0 | 0 | 9173
4987 | 0 | 0 | 9172
4988 | 0 | 0 | 9172
4989 | 0 | 0 | 9171
4990 | 0 | 0 | 9169
4991 | 0 | 0 | 9168
4992 | 0 | 0 | 9164
4993 | 0 | 0 | 9162
4994 | 0 | 0 | 9160
4995 | 0 | 0 | 9160
4996 | 0 | 0 | 9160
4997 | 0 | 0 | 9156
4998 | 0 | 0 | 9153
4999 | 0 | 0 | 9153
5000 | 0 | 0 | 9152
5001 | 0 | 0 | 9151
5002 | 0 | 0 | 9151
5003 | 0 | 0 | 9149
5004 | 0 | 0 | 9148
5005 | 0 | 0 | 9148
5006 | 0 | 0 | 9147
5007 | 0 | 0 | 9145
5008 | 0 | 0 | 9144
5009 | 0 | 0 | 9144
5010 | 0 | 0 | 9143
5011 | 0 | 0 | 9140
5012 | 0 | 0 | 9139
5013 | 0 | 0 | 9139
5014 | 0 | 0 | 9138
5015 | 0 | 0 | 9137
5016 | 0 | 0 | 9133
5017 | 0 | 0 | 9133
5018 | 0 | 0 | 9131
5019 | 0 | 0 | 9130
5020 | 0 | 0 | 9130
5021 | 0 | 0 | 9130
5022 | 0 | 0 | 9128
5023 | 0 | 0 | 9128
5024 | 0 | 0 | 9127
5025 | 0 | 0 | 9127
5026 | 0 | 0 | 9126
5027 | 0 | 0 | 9126
5028 | 0 | 0 | 9123
5029 | 0 | 0 | 9123
5030 | 0 | 0 | 9120
5031 | 0 | 0 | 9120
5032 | 0 | 0 | 9120
5033 | 0 | 0 | 9119
5034 | 0 | 0 | 9118
5035 | 0 | 0 | 9118
5036 | 0 | 0 | 9117
5037 | 0 | 0 | 9117
5038 | 0 | 0 | 9116
5039 | 0 | 0 | 9116
5040 | 0 | 0 | 9113
5041 | 0 | 0 | 9111
5042 | 0 | 0 | 9110
5043 | 0 | 0 | 9109
5044 | 0 | 0 | 9107
5045 | 0 | 0 | 9105
5046 | 0 | 0 | 9104
5047 | 0 | 0 | 9104
5048 | 0 | 0 | 9103
5049 | 0 | 0 | 9102
5050 | 0 | 0 | 9100
5051 | 0 | 0 | 9099
5052 | 0 | 0 | 9099
5053 | 0 | 0 | 9099
5054 | 0 | 0 | 9097
5055 | 0 | 0 | 9097
5056 | 0 | 0 | 9096
5057 | 0 | 0 | 9095
5058 | 0 | 0 | 9095
5059 | 0 | 0 | 9091
5060 | 0 | 0 | 9088
5061 | 0 | 0 | 9086
5062 | 0 | 0 | 9086
5063 | 0 | 0 | 9086
5064 | 0 | 0 | 9086
5065 | 0 | 0 | 9086
5066 | 0 | 0 | 9085
5067 | 0 | 0 | 9081
5068 | 0 | 0 | 9081
5069 | 0 | 0 | 9080
5070 | 0 | 0 | 9080
5071 | 0 | 0 | 9078
5072 | 0 | 0 | 9078
5073 | 0 | 0 | 9076
5074 | 0 | 0 | 9075
5075 | 0 | 0 | 9075
5076 | 0 | 0 | 9073
5077 | 0 | 0 | 9073
5078 | 0 | 0 | 9072
5079 | 0 | 0 | 9072
5080 | 0 | 0 | 9071
5081 | 0 | 0 | 9070
5082 | 0 | 0 | 9070
5083 | 0 | 0 | 9069
5084 | 0 | 0 | 9068
5085 | 0 | 0 | 9067
5086 | 0 | 0 | 9066
5087 | 0 | 0 | 9066
5088 | 0 | 0 | 9065
5089 | 0 | 0 | 9064
5090 | 0 | 0 | 9063
5091 | 0 | 0 | 9063
5092 | 0 | 0 | 9063
5093 | 0 | 0 | 9062
5094 | 0 | 0 | 9061
5095 | 0 | 0 | 9061
5096 | 0 | 0 | 9060
5097 | 0 | 0 | 9059
5098 | 0 | 0 | 9057
5099 | 0 | 0 | 9057
5100 | 0 | 0 | 9056
5101 | 0 | 0 | 9056
5102 | 0 | 0 | 9055
5103 | 0 | 0 | 9054
5104 | 0 | 0 | 9054
5105 | 0 | 0 | 9053
5106 | 0 | 0 | 9052
5107 | 0 | 0 | 9050
5108 | 0 | 0 | 9049
5109 | 0 | 0 | 9046
5110 | 0 | 0 | 9044
5111 | 0 | 0 | 9042
5112 | 0 | 0 | 9042
5113 | 0 | 0 | 9041
5114 | 0 | 0 | 9041
5115 | 0 | 0 | 9039
5116 | 0 | 0 | 9039
5117 | 0 | 0 | 9037
5118 | 0 | 0 | 9037
5119 | 0 | 0 | 9036
5120 | 0 | 0 | 9035
5121 | 0 | 0 | 9034
5122 | 0 | 0 | 9034
5123 | 0 | 0 | 9033
5124 | 0 | 0 | 9030
5125 | 0 | 0 | 9027
5126 | 0 | 0 | 9027
5127 | 0 | 0 | 9026
5128 | 0 | 0 | 9026
5129 | 0 | 0 | 9025
5130 | 0 | 0 | 9025
5131 | 0 | 0 | 9024
5132 | 0 | 0 | 9023
5133 | 0 | 0 | 9022
5134 | 0 | 0 | 9019
5135 | 0 | 0 | 9018
5136 | 0 | 0 | 9018
5137 | 0 | 0 | 9017
5138 | 0 | 0 | 9017
5139 | 0 | 0 | 9016
5140 | 0 | 0 | 9014
5141 | 0 | 0 | 9013
5142 | 0 | 0 | 9012
5143 | 0 | 0 | 9011
5144 | 0 | 0 | 9009
5145 | 0 | 0 | 9006
5146 | 0 | 0 | 9006
5147 | 0 | 0 | 9001
5148 | 0 | 0 | 9001
5149 | 0 | 0 | 9000
5150 | 0 | 0 | 9000
5151 | 0 | 0 | 8999
5152 | 0 | 0 | 8999
5153 | 0 | 0 | 8999
5154 | 0 | 0 | 8999
5155 | 0 | 0 | 8998
5156 | 0 | 0 | 8997
5157 | 0 | 0 | 8994
5158 | 0 | 0 | 8994
5159 | 0 | 0 | 8992
5160 | 0 | 0 | 8992
5161 | 0 | 0 | 8992
5162 | 0 | 0 | 8991
5163 | 0 | 0 | 8989
5164 | 0 | 0 | 8989
5165 | 0 | 0 | 8989
5166 | 0 | 0 | 8989
5167 | 0 | 0 | 8988
5168 | 0 | 0 | 8987
5169 | 0 | 0 | 8987
5170 | 0 | 0 | 8985
5171 | 0 | 0 | 8984
5172 | 0 | 0 | 8984
5173 | 0 | 0 | 8984
5174 | 0 | 0 | 8983
5175 | 0 | 0 | 8977
5176 | 0 | 0 | 8977
5177 | 0 | 0 | 8974
5178 | 0 | 0 | 8974
5179 | 0 | 0 | 8973
5180 | 0 | 0 | 8972
5181 | 0 | 0 | 8972
5182 | 0 | 0 | 8971
5183 | 0 | 0 | 8970
5184 | 0 | 0 | 8970
5185 | 0 | 0 | 8969
5186 | 0 | 0 | 8969
5187 | 0 | 0 | 8968
5188 | 0 | 0 | 8968
5189 | 0 | 0 | 8968
5190 | 0 | 0 | 8966
5191 | 0 | 0 | 8966
5192 | 0 | 0 | 8965
5193 | 0 | 0 | 8965
5194 | 0 | 0 | 8964
5195 | 0 | 0 | 8964
5196 | 0 | 0 | 8961
5197 | 0 | 0 | 8961
5198 | 0 | 0 | 8960
5199 | 0 | 0 | 8959
5200 | 0 | 0 | 8959
5201 | 0 | 0 | 8959
5202 | 0 | 0 | 8958
5203 | 0 | 0 | 8958
5204 | 0 | 0 | 8958
5205 | 0 | 0 | 8957
5206 | 0 | 0 | 8957
5207 | 0 | 0 | 8957
5208 | 0 | 0 | 8957
5209 | 0 | 0 | 8956
5210 | 0 | 0 | 8955
5211 | 0 | 0 | 8954
5212 | 0 | 0 | 8954
5213 | 0 | 0 | 8953
5214 | 0 | 0 | 8953
5215 | 0 | 0 | 8952
5216 | 0 | 0 | 8951
5217 | 0 | 0 | 8949
5218 | 0 | 0 | 8949
5219 | 0 | 0 | 8949
5220 | 0 | 0 | 8944
5221 | 0 | 0 | 8943
5222 | 0 | 0 | 8943
5223 | 0 | 0 | 8943
5224 | 0 | 0 | 8941
5225 | 0 | 0 | 8940
5226 | 0 | 0 | 8939
5227 | 0 | 0 | 8938
5228 | 0 | 0 | 8937
5229 | 0 | 0 | 8936
5230 | 0 | 0 | 8936
5231 | 0 | 0 | 8936
5232 | 0 | 0 | 8934
5233 | 0 | 0 | 8934
5234 | 0 | 0 | 8934
5235 | 0 | 0 | 8934
5236 | 0 | 0 | 8933
5237 | 0 | 0 | 8932
5238 | 0 | 0 | 8932
5239 | 0 | 0 | 8931
5240 | 0 | 0 | 8930
5241 | 0 | 0 | 8930
5242 | 0 | 0 | 8930
5243 | 0 | 0 | 8930
5244 | 0 | 0 | 8929
5245 | 0 | 0 | 8928
5246 | 0 | 0 | 8928
5247 | 0 | 0 | 8927
5248 | 0 | 0 | 8926
5249 | 0 | 0 | 8925
5250 | 0 | 0 | 8925
5251 | 0 | 0 | 8923
5252 | 0 | 0 | 8921
5253 | 0 | 0 | 8920
5254 | 0 | 0 | 8920
5255 | 0 | 0 | 8920
5256 | 0 | 0 | 8920
5257 | 0 | 0 | 8919
5258 | 0 | 0 | 8918
5259 | 0 | 0 | 8917
5260 | 0 | 0 | 8917
5261 | 0 | 0 | 8915
5262 | 0 | 0 | 8914
5263 | 0 | 0 | 8914
5264 | 0 | 0 | 8913
5265 | 0 | 0 | 8913
5266 | 0 | 0 | 8911
5267 | 0 | 0 | 8911
5268 | 0 | 0 | 8908
5269 | 0 | 0 | 8907
5270 | 0 | 0 | 8906
5271 | 0 | 0 | 8906
5272 | 0 | 0 | 8905
5273 | 0 | 0 | 8905
5274 | 0 | 0 | 8904
5275 | 0 | 0 | 8903
5276 | 0 | 0 | 8903
5277 | 0 | 0 | 8902
5278 | 0 | 0 | 8901
5279 | 0 | 0 | 8901
5280 | 0 | 0 | 8899
5281 | 0 | 0 | 8899
5282 | 0 | 0 | 8898
5283 | 0 | 0 | 8897
5284 | 0 | 0 | 8893
5285 | 0 | 0 | 8892
5286 | 0 | 0 | 8891
5287 | 0 | 0 | 8891
5288 | 0 | 0 | 8890
5289 | 0 | 0 | 8886
5290 | 0 | 0 | 8885
5291 | 0 | 0 | 8885
5292 | 0 | 0 | 8885
5293 | 0 | 0 | 8884
5294 | 0 | 0 | 8884
5295 | 0 | 0 | 8883
5296 | 0 | 0 | 8883
5297 | 0 | 0 | 8880
5298 | 0 | 0 | 8880
5299 | 0 | 0 | 8877
5300 | 0 | 0 | 8877
5301 | 0 | 0 | 8873
5302 | 0 | 0 | 8872
5303 | 0 | 0 | 8872
5304 | 0 | 0 | 8872
5305 | 0 | 0 | 8871
5306 | 0 | 0 | 8871
5307 | 0 | 0 | 8871
5308 | 0 | 0 | 8868
5309 | 0 | 0 | 8868
5310 | 0 | 0 | 8867
5311 | 0 | 0 | 8867
5312 | 0 | 0 | 8866
5313 | 0 | 0 | 8863
5314 | 0 | 0 | 8862
5315 | 0 | 0 | 8861
5316 | 0 | 0 | 8859
5317 | 0 | 0 | 8858
5318 | 0 | 0 | 8857
5319 | 0 | 0 | 8857
5320 | 0 | 0 | 8855
5321 | 0 | 0 | 8854
5322 | 0 | 0 | 8852
5323 | 0 | 0 | 8852
5324 | 0 | 0 | 8851
5325 | 0 | 0 | 8851
5326 | 0 | 0 | 8850
5327 | 0 | 0 | 8848
5328 | 0 | 0 | 8847
5329 | 0 | 0 | 8847
5330 | 0 | 0 | 8844
5331 | 0 | 0 | 8843
5332 | 0 | 0 | 8841
5333 | 0 | 0 | 8840
5334 | 0 | 0 | 8840
5335 | 0 | 0 | 8840
5336 | 0 | 0 | 8839
5337 | 0 | 0 | 8837
5338 | 0 | 0 | 8837
5339 | 0 | 0 | 8836
5340 | 0 | 0 | 8835
5341 | 0 | 0 | 8832
5342 | 0 | 0 | 8831
5343 | 0 | 0 | 8830
5344 | 0 | 0 | 8829
5345 | 0 | 0 | 8828
5346 | 0 | 0 | 8827
5347 | 0 | 0 | 8826
5348 | 0 | 0 | 8826
5349 | 0 | 0 | 8826
5350 | 0 | 0 | 8825
5351 | 0 | 0 | 8825
5352 | 0 | 0 | 8824
5353 | 0 | 0 | 8822
5354 | 0 | 0 | 8819
5355 | 0 | 0 | 8819
5356 | 0 | 0 | 8819
5357 | 0 | 0 | 8819
5358 | 0 | 0 | 8818
5359 | 0 | 0 | 8817
5360 | 0 | 0 | 8816
5361 | 0 | 0 | 8814
5362 | 0 | 0 | 8813
5363 | 0 | 0 | 8812
5364 | 0 | 0 | 8811
5365 | 0 | 0 | 8809
5366 | 0 | 0 | 8808
5367 | 0 | 0 | 8807
5368 | 0 | 0 | 8807
5369 | 0 | 0 | 8807
5370 | 0 | 0 | 8806
5371 | 0 | 0 | 8806
5372 | 0 | 0 | 8806
5373 | 0 | 0 | 8806
5374 | 0 | 0 | 8805
5375 | 0 | 0 | 8805
5376 | 0 | 0 | 8805
5377 | 0 | 0 | 8803
5378 | 0 | 0 | 8803
5379 | 0 | 0 | 8802
5380 | 0 | 0 | 8799
5381 | 0 | 0 | 8798
5382 | 0 | 0 | 8798
5383 | 0 | 0 | 8797
5384 | 0 | 0 | 8797
5385 | 0 | 0 | 8796
5386 | 0 | 0 | 8796
5387 | 0 | 0 | 8796
5388 | 0 | 0 | 8795
5389 | 0 | 0 | 8795
5390 | 0 | 0 | 8793
5391 | 0 | 0 | 8793
5392 | 0 | 0 | 8792
5393 | 0 | 0 | 8791
5394 | 0 | 0 | 8791
5395 | 0 | 0 | 8790
5396 | 0 | 0 | 8790
5397 | 0 | 0 | 8789
5398 | 0 | 0 | 8789
5399 | 0 | 0 | 8789
5400 | 0 | 0 | 8788
5401 | 0 | 0 | 8788
5402 | 0 | 0 | 8787
5403 | 0 | 0 | 8786
5404 | 0 | 0 | 8786
5405 | 0 | 0 | 8785
5406 | 0 | 0 | 8785
5407 | 0 | 0 | 8785
5408 | 0 | 0 | 8785
5409 | 0 | 0 | 8783
5410 | 0 | 0 | 8782
5411 | 0 | 0 | 8782
5412 | 0 | 0 | 8779
5413 | 0 | 0 | 8778
5414 | 0 | 0 | 8778
5415 | 0 | 0 | 8776
5416 | 0 | 0 | 8775
5417 | 0 | 0 | 8774
5418 | 0 | 0 | 8773
5419 | 0 | 0 | 8769
5420 | 0 | 0 | 8769
5421 | 0 | 0 | 8768
5422 | 0 | 0 | 8766
5423 | 0 | 0 | 8766
5424 | 0 | 0 | 8765
5425 | 0 | 0 | 8763
5426 | 0 | 0 | 8763
5427 | 0 | 0 | 8763
5428 | 0 | 0 | 8763
5429 | 0 | 0 | 8762
5430 | 0 | 0 | 8758
5431 | 0 | 0 | 8757
5432 | 0 | 0 | 8757
5433 | 0 | 0 | 8752
5434 | 0 | 0 | 8751
5435 | 0 | 0 | 8751
5436 | 0 | 0 | 8751
5437 | 0 | 0 | 8749
5438 | 0 | 0 | 8749
5439 | 0 | 0 | 8748
5440 | 0 | 0 | 8747
5441 | 0 | 0 | 8743
5442 | 0 | 0 | 8742
5443 | 0 | 0 | 8741
5444 | 0 | 0 | 8740
5445 | 0 | 0 | 8740
5446 | 0 | 0 | 8740
5447 | 0 | 0 | 8739
5448 | 0 | 0 | 8738
5449 | 0 | 0 | 8738
5450 | 0 | 0 | 8737
5451 | 0 | 0 | 8735
5452 | 0 | 0 | 8734
5453 | 0 | 0 | 8734
5454 | 0 | 0 | 8733
5455 | 0 | 0 | 8733
5456 | 0 | 0 | 8733
5457 | 0 | 0 | 8733
5458 | 0 | 0 | 8731
5459 | 0 | 0 | 8728
5460 | 0 | 0 | 8728
5461 | 0 | 0 | 8727
5462 | 0 | 0 | 8727
5463 | 0 | 0 | 8727
5464 | 0 | 0 | 8726
5465 | 0 | 0 | 8725
5466 | 0 | 0 | 8725
5467 | 0 | 0 | 8724
5468 | 0 | 0 | 8723
5469 | 0 | 0 | 8723
5470 | 0 | 0 | 8718
5471 | 0 | 0 | 8718
5472 | 0 | 0 | 8717
5473 | 0 | 0 | 8717
5474 | 0 | 0 | 8716
5475 | 0 | 0 | 8716
5476 | 0 | 0 | 8716
5477 | 0 | 0 | 8716
5478 | 0 | 0 | 8714
5479 | 0 | 0 | 8714
5480 | 0 | 0 | 8713
5481 | 0 | 0 | 8713
5482 | 0 | 0 | 8713
5483 | 0 | 0 | 8713
5484 | 0 | 0 | 8711
5485 | 0 | 0 | 8710
5486 | 0 | 0 | 8707
5487 | 0 | 0 | 8706
5488 | 0 | 0 | 8704
5489 | 0 | 0 | 8703
5490 | 0 | 0 | 8703
5491 | 0 | 0 | 8703
5492 | 0 | 0 | 8702
5493 | 0 | 0 | 8702
5494 | 0 | 0 | 8701
5495 | 0 | 0 | 8701
5496 | 0 | 0 | 8700
5497 | 0 | 0 | 8699
5498 | 0 | 0 | 8699
5499 | 0 | 0 | 8697
5500 | 0 | 0 | 8697
5501 | 0 | 0 | 8696
5502 | 0 | 0 | 8696
5503 | 0 | 0 | 8695
5504 | 0 | 0 | 8694
5505 | 0 | 0 | 8692
5506 | 0 | 0 | 8688
5507 | 0 | 0 | 8687
5508 | 0 | 0 | 8686
5509 | 0 | 0 | 8684
5510 | 0 | 0 | 8683
5511 | 0 | 0 | 8683
5512 | 0 | 0 | 8682
5513 | 0 | 0 | 8682
5514 | 0 | 0 | 8680
5515 | 0 | 0 | 8679
5516 | 0 | 0 | 8679
5517 | 0 | 0 | 8678
5518 | 0 | 0 | 8678
5519 | 0 | 0 | 8678
5520 | 0 | 0 | 8677
5521 | 0 | 0 | 8676
5522 | 0 | 0 | 8673
5523 | 0 | 0 | 8672
5524 | 0 | 0 | 8671
5525 | 0 | 0 | 8670
5526 | 0 | 0 | 8669
5527 | 0 | 0 | 8668
5528 | 0 | 0 | 8668
5529 | 0 | 0 | 8668
5530 | 0 | 0 | 8667
5531 | 0 | 0 | 8666
5532 | 0 | 0 | 8665
5533 | 0 | 0 | 8664
5534 | 0 | 0 | 8663
5535 | 0 | 0 | 8663
5536 | 0 | 0 | 8661
5537 | 0 | 0 | 8661
5538 | 0 | 0 | 8660
5539 | 0 | 0 | 8659
5540 | 0 | 0 | 8657
5541 | 0 | 0 | 8656
5542 | 0 | 0 | 8656
5543 | 0 | 0 | 8656
5544 | 0 | 0 | 8655
5545 | 0 | 0 | 8654
5546 | 0 | 0 | 8654
5547 | 0 | 0 | 8653
5548 | 0 | 0 | 8650
5549 | 0 | 0 | 8650
5550 | 0 | 0 | 8649
5551 | 0 | 0 | 8649
5552 | 0 | 0 | 8649
5553 | 0 | 0 | 8648
5554 | 0 | 0 | 8648
5555 | 0 | 0 | 8648
5556 | 0 | 0 | 8648
5557 | 0 | 0 | 8646
5558 | 0 | 0 | 8645
5559 | 0 | 0 | 8644
5560 | 0 | 0 | 8643
5561 | 0 | 0 | 8643
5562 | 0 | 0 | 8643
5563 | 0 | 0 | 8643
5564 | 0 | 0 | 8641
5565 | 0 | 0 | 8641
5566 | 0 | 0 | 8640
5567 | 0 | 0 | 8640
5568 | 0 | 0 | 8640
5569 | 0 | 0 | 8640
5570 | 0 | 0 | 8639
5571 | 0 | 0 | 8638
5572 | 0 | 0 | 8638
5573 | 0 | 0 | 8636
5574 | 0 | 0 | 8635
5575 | 0 | 0 | 8635
5576 | 0 | 0 | 8634
5577 | 0 | 0 | 8632
5578 | 0 | 0 | 8632
5579 | 0 | 0 | 8631
5580 | 0 | 0 | 8630
5581 | 0 | 0 | 8628
5582 | 0 | 0 | 8626
5583 | 0 | 0 | 8625
5584 | 0 | 0 | 8624
5585 | 0 | 0 | 8624
5586 | 0 | 0 | 8622
5587 | 0 | 0 | 8621
5588 | 0 | 0 | 8621
5589 | 0 | 0 | 8620
5590 | 0 | 0 | 8620
5591 | 0 | 0 | 8619
5592 | 0 | 0 | 8618
5593 | 0 | 0 | 8617
5594 | 0 | 0 | 8617
5595 | 0 | 0 | 8616
5596 | 0 | 0 | 8615
5597 | 0 | 0 | 8614
5598 | 0 | 0 | 8613
5599 | 0 | 0 | 8612
5600 | 0 | 0 | 8611
5601 | 0 | 0 | 8609
5602 | 0 | 0 | 8608
5603 | 0 | 0 | 8606
5604 | 0 | 0 | 8604
5605 | 0 | 0 | 8602
5606 | 0 | 0 | 8602
5607 | 0 | 0 | 8601
5608 | 0 | 0 | 8600
5609 | 0 | 0 | 8600
5610 | 0 | 0 | 8599
5611 | 0 | 0 | 8599
5612 | 0 | 0 | 8598
5613 | 0 | 0 | 8595
5614 | 0 | 0 | 8595
5615 | 0 | 0 | 8595
5616 | 0 | 0 | 8593
5617 | 0 | 0 | 8592
5618 | 0 | 0 | 8590
5619 | 0 | 0 | 8587
5620 | 0 | 0 | 8587
5621 | 0 | 0 | 8586
5622 | 0 | 0 | 8585
5623 | 0 | 0 | 8584
5624 | 0 | 0 | 8582
5625 | 0 | 0 | 8581
5626 | 0 | 0 | 8580
5627 | 0 | 0 | 8579
5628 | 0 | 0 | 8579
5629 | 0 | 0 | 8579
5630 | 0 | 0 | 8578
5631 | 0 | 0 | 8577
5632 | 0 | 0 | 8576
5633 | 0 | 0 | 8576
5634 | 0 | 0 | 8576
5635 | 0 | 0 | 8576
5636 | 0 | 0 | 8575
5637 | 0 | 0 | 8575
5638 | 0 | 0 | 8573
5639 | 0 | 0 | 8572
5640 | 0 | 0 | 8572
5641 | 0 | 0 | 8571
5642 | 0 | 0 | 8570
5643 | 0 | 0 | 8570
5644 | 0 | 0 | 8567
5645 | 0 | 0 | 8566
5646 | 0 | 0 | 8566
5647 | 0 | 0 | 8566
5648 | 0 | 0 | 8565
5649 | 0 | 0 | 8563
5650 | 0 | 0 | 8562
5651 | 0 | 0 | 8561
5652 | 0 | 0 | 8560
5653 | 0 | 0 | 8560
5654 | 0 | 0 | 8560
5655 | 0 | 0 | 8559
5656 | 0 | 0 | 8558
5657 | 0 | 0 | 8555
5658 | 0 | 0 | 8555
5659 | 0 | 0 | 8554
5660 | 0 | 0 | 8553
5661 | 0 | 0 | 8553
5662 | 0 | 0 | 8551
5663 | 0 | 0 | 8550
5664 | 0 | 0 | 8549
5665 | 0 | 0 | 8548
5666 | 0 | 0 | 8547
5667 | 0 | 0 | 8546
5668 | 0 | 0 | 8544
5669 | 0 | 0 | 8544
5670 | 0 | 0 | 8544
5671 | 0 | 0 | 8541
5672 | 0 | 0 | 8537
5673 | 0 | 0 | 8537
5674 | 0 | 0 | 8535
5675 | 0 | 0 | 8535
5676 | 0 | 0 | 8535
5677 | 0 | 0 | 8534
5678 | 0 | 0 | 8531
5679 | 0 | 0 | 8530
5680 | 0 | 0 | 8529
5681 | 0 | 0 | 8529
5682 | 0 | 0 | 8528
5683 | 0 | 0 | 8527
5684 | 0 | 0 | 8527
5685 | 0 | 0 | 8526
5686 | 0 | 0 | 8525
5687 | 0 | 0 | 8525
5688 | 0 | 0 | 8525
5689 | 0 | 0 | 8524
5690 | 0 | 0 | 8523
5691 | 0 | 0 | 8522
5692 | 0 | 0 | 8520
5693 | 0 | 0 | 8520
5694 | 0 | 0 | 8520
5695 | 0 | 0 | 8520
5696 | 0 | 0 | 8519
5697 | 0 | 0 | 8519
5698 | 0 | 0 | 8518
5699 | 0 | 0 | 8518
5700 | 0 | 0 | 8518
5701 | 0 | 0 | 8518
5702 | 0 | 0 | 8516
5703 | 0 | 0 | 8516
5704 | 0 | 0 | 8516
5705 | 0 | 0 | 8515
5706 | 0 | 0 | 8512
5707 | 0 | 0 | 8512
5708 | 0 | 0 | 8511
5709 | 0 | 0 | 8507
5710 | 0 | 0 | 8507
5711 | 0 | 0 | 8507
5712 | 0 | 0 | 8505
5713 | 0 | 0 | 8505
5714 | 0 | 0 | 8504
5715 | 0 | 0 | 8503
5716 | 0 | 0 | 8502
5717 | 0 | 0 | 8501
5718 | 0 | 0 | 8501
5719 | 0 | 0 | 8501
5720 | 0 | 0 | 8500
5721 | 0 | 0 | 8499
5722 | 0 | 0 | 8498
5723 | 0 | 0 | 8496
5724 | 0 | 0 | 8495
5725 | 0 | 0 | 8494
5726 | 0 | 0 | 8494
5727 | 0 | 0 | 8494
5728 | 0 | 0 | 8494
5729 | 0 | 0 | 8492
5730 | 0 | 0 | 8491
5731 | 0 | 0 | 8491
5732 | 0 | 0 | 8491
5733 | 0 | 0 | 8490
5734 | 0 | 0 | 8490
5735 | 0 | 0 | 8490
5736 | 0 | 0 | 8488
5737 | 0 | 0 | 8486
5738 | 0 | 0 | 8486
5739 | 0 | 0 | 8485
5740 | 0 | 0 | 8485
5741 | 0 | 0 | 8485
5742 | 0 | 0 | 8484
5743 | 0 | 0 | 8484
5744 | 0 | 0 | 8483
5745 | 0 | 0 | 8482
5746 | 0 | 0 | 8481
5747 | 0 | 0 | 8480
5748 | 0 | 0 | 8478
5749 | 0 | 0 | 8478
5750 | 0 | 0 | 8477
5751 | 0 | 0 | 8477
5752 | 0 | 0 | 8476
5753 | 0 | 0 | 8475
5754 | 0 | 0 | 8474
5755 | 0 | 0 | 8471
5756 | 0 | 0 | 8469
5757 | 0 | 0 | 8468
5758 | 0 | 0 | 8468
5759 | 0 | 0 | 8467
5760 | 0 | 0 | 8467
5761 | 0 | 0 | 8466
5762 | 0 | 0 | 8465
5763 | 0 | 0 | 8463
5764 | 0 | 0 | 8461
5765 | 0 | 0 | 8460
5766 | 0 | 0 | 8460
5767 | 0 | 0 | 8459
5768 | 0 | 0 | 8458
5769 | 0 | 0 | 8458
5770 | 0 | 0 | 8457
5771 | 0 | 0 | 8457
5772 | 0 | 0 | 8457
5773 | 0 | 0 | 8456
5774 | 0 | 0 | 8456
5775 | 0 | 0 | 8456
5776 | 0 | 0 | 8453
5777 | 0 | 0 | 8452
5778 | 0 | 0 | 8452
5779 | 0 | 0 | 8451
5780 | 0 | 0 | 8451
5781 | 0 | 0 | 8450
5782 | 0 | 0 | 8449
5783 | 0 | 0 | 8448
5784 | 0 | 0 | 8448
5785 | 0 | 0 | 8447
5786 | 0 | 0 | 8446
5787 | 0 | 0 | 8444
5788 | 0 | 0 | 8444
5789 | 0 | 0 | 8444
5790 | 0 | 0 | 8443
5791 | 0 | 0 | 8441
5792 | 0 | 0 | 8439
5793 | 0 | 0 | 8437
5794 | 0 | 0 | 8436
5795 | 0 | 0 | 8434
5796 | 0 | 0 | 8434
5797 | 0 | 0 | 8432
5798 | 0 | 0 | 8431
5799 | 0 | 0 | 8431
5800 | 0 | 0 | 8429
5801 | 0 | 0 | 8429
5802 | 0 | 0 | 8428
5803 | 0 | 0 | 8428
5804 | 0 | 0 | 8428
5805 | 0 | 0 | 8428
5806 | 0 | 0 | 8425
5807 | 0 | 0 | 8425
5808 | 0 | 0 | 8425
5809 | 0 | 0 | 8425
5810 | 0 | 0 | 8425
5811 | 0 | 0 | 8423
5812 | 0 | 0 | 8423
5813 | 0 | 0 | 8422
5814 | 0 | 0 | 8421
5815 | 0 | 0 | 8421
5816 | 0 | 0 | 8420
5817 | 0 | 0 | 8420
5818 | 0 | 0 | 8418
5819 | 0 | 0 | 8418
5820 | 0 | 0 | 8417
5821 | 0 | 0 | 8416
5822 | 0 | 0 | 8416
5823 | 0 | 0 | 8415
5824 | 0 | 0 | 8414
5825 | 0 | 0 | 8413
5826 | 0 | 0 | 8411
5827 | 0 | 0 | 8410
5828 | 0 | 0 | 8409
5829 | 0 | 0 | 8407
5830 | 0 | 0 | 8407
5831 | 0 | 0 | 8406
5832 | 0 | 0 | 8405
5833 | 0 | 0 | 8401
5834 | 0 | 0 | 8400
5835 | 0 | 0 | 8399
5836 | 0 | 0 | 8398
5837 | 0 | 0 | 8396
5838 | 0 | 0 | 8396
5839 | 0 | 0 | 8395
5840 | 0 | 0 | 8395
5841 | 0 | 0 | 8394
5842 | 0 | 0 | 8394
5843 | 0 | 0 | 8394
5844 | 0 | 0 | 8393
5845 | 0 | 0 | 8391
5846 | 0 | 0 | 8391
5847 | 0 | 0 | 8390
5848 | 0 | 0 | 8389
5849 | 0 | 0 | 8388
5850 | 0 | 0 | 8387
5851 | 0 | 0 | 8387
5852 | 0 | 0 | 8385
5853 | 0 | 0 | 8384
5854 | 0 | 0 | 8384
5855 | 0 | 0 | 8384
5856 | 0 | 0 | 8383
5857 | 0 | 0 | 8383
5858 | 0 | 0 | 8381
5859 | 0 | 0 | 8380
5860 | 0 | 0 | 8379
5861 | 0 | 0 | 8377
5862 | 0 | 0 | 8377
5863 | 0 | 0 | 8372
5864 | 0 | 0 | 8371
5865 | 0 | 0 | 8371
5866 | 0 | 0 | 8370
5867 | 0 | 0 | 8369
5868 | 0 | 0 | 8369
5869 | 0 | 0 | 8369
5870 | 0 | 0 | 8368
5871 | 0 | 0 | 8367
5872 | 0 | 0 | 8367
5873 | 0 | 0 | 8367
5874 | 0 | 0 | 8366
5875 | 0 | 0 | 8365
5876 | 0 | 0 | 8365
5877 | 0 | 0 | 8364
5878 | 0 | 0 | 8364
5879 | 0 | 0 | 8364
5880 | 0 | 0 | 8363
5881 | 0 | 0 | 8363
5882 | 0 | 0 | 8363
5883 | 0 | 0 | 8361
5884 | 0 | 0 | 8360
5885 | 0 | 0 | 8360
5886 | 0 | 0 | 8359
5887 | 0 | 0 | 8358
5888 | 0 | 0 | 8357
5889 | 0 | 0 | 8355
5890 | 0 | 0 | 8355
5891 | 0 | 0 | 8355
5892 | 0 | 0 | 8354
5893 | 0 | 0 | 8353
5894 | 0 | 0 | 8352
5895 | 0 | 0 | 8351
5896 | 0 | 0 | 8351
5897 | 0 | 0 | 8350
5898 | 0 | 0 | 8349
5899 | 0 | 0 | 8347
5900 | 0 | 0 | 8346
5901 | 0 | 0 | 8345
5902 | 0 | 0 | 8343
5903 | 0 | 0 | 8343
5904 | 0 | 0 | 8341
5905 | 0 | 0 | 8339
5906 | 0 | 0 | 8338
5907 | 0 | 0 | 8338
5908 | 0 | 0 | 8337
5909 | 0 | 0 | 8337
5910 | 0 | 0 | 8337
5911 | 0 | 0 | 8336
5912 | 0 | 0 | 8335
5913 | 0 | 0 | 8335
5914 | 0 | 0 | 8333
5915 | 0 | 0 | 8332
5916 | 0 | 0 | 8332
5917 | 0 | 0 | 8332
5918 | 0 | 0 | 8329
5919 | 0 | 0 | 8329
5920 | 0 | 0 | 8328
5921 | 0 | 0 | 8327
5922 | 0 | 0 | 8327
5923 | 0 | 0 | 8326
5924 | 0 | 0 | 8326
5925 | 0 | 0 | 8325
5926 | 0 | 0 | 8324
5927 | 0 | 0 | 8323
5928 | 0 | 0 | 8323
5929 | 0 | 0 | 8323
5930 | 0 | 0 | 8323
5931 | 0 | 0 | 8323
5932 | 0 | 0 | 8322
5933 | 0 | 0 | 8321
5934 | 0 | 0 | 8321
5935 | 0 | 0 | 8321
5936 | 0 | 0 | 8320
5937 | 0 | 0 | 8319
5938 | 0 | 0 | 8318
5939 | 0 | 0 | 8314
5940 | 0 | 0 | 8314
5941 | 0 | 0 | 8314
5942 | 0 | 0 | 8314
5943 | 0 | 0 | 8312
5944 | 0 | 0 | 8312
5945 | 0 | 0 | 8310
5946 | 0 | 0 | 8309
5947 | 0 | 0 | 8309
5948 | 0 | 0 | 8308
5949 | 0 | 0 | 8307
5950 | 0 | 0 | 8306
5951 | 0 | 0 | 8302
5952 | 0 | 0 | 8300
5953 | 0 | 0 | 8300
5954 | 0 | 0 | 8299
5955 | 0 | 0 | 8296
5956 | 0 | 0 | 8296
5957 | 0 | 0 | 8296
5958 | 0 | 0 | 8295
5959 | 0 | 0 | 8295
5960 | 0 | 0 | 8294
5961 | 0 | 0 | 8293
5962 | 0 | 0 | 8290
5963 | 0 | 0 | 8290
5964 | 0 | 0 | 8289
5965 | 0 | 0 | 8288
5966 | 0 | 0 | 8288
5967 | 0 | 0 | 8287
5968 | 0 | 0 | 8287
5969 | 0 | 0 | 8285
5970 | 0 | 0 | 8285
5971 | 0 | 0 | 8284
5972 | 0 | 0 | 8281
5973 | 0 | 0 | 8280
5974 | 0 | 0 | 8280
5975 | 0 | 0 | 8280
5976 | 0 | 0 | 8279
5977 | 0 | 0 | 8273
5978 | 0 | 0 | 8272
5979 | 0 | 0 | 8271
5980 | 0 | 0 | 8269
5981 | 0 | 0 | 8266
5982 | 0 | 0 | 8264
5983 | 0 | 0 | 8262
5984 | 0 | 0 | 8262
5985 | 0 | 0 | 8261
5986 | 0 | 0 | 8260
5987 | 0 | 0 | 8260
5988 | 0 | 0 | 8259
5989 | 0 | 0 | 8259
5990 | 0 | 0 | 8257
5991 | 0 | 0 | 8255
5992 | 0 | 0 | 8254
5993 | 0 | 0 | 8254
5994 | 0 | 0 | 8253
5995 | 0 | 0 | 8253
5996 | 0 | 0 | 8252
5997 | 0 | 0 | 8252
5998 | 0 | 0 | 8252
5999 | 0 | 0 | 8251
6000 | 0 | 0 | 8249
6001 | 0 | 0 | 8248
6002 | 0 | 0 | 8246
6003 | 0 | 0 | 8246
6004 | 0 | 0 | 8243
6005 | 0 | 0 | 8243
6006 | 0 | 0 | 8242
6007 | 0 | 0 | 8241
6008 | 0 | 0 | 8240
6009 | 0 | 0 | 8240
6010 | 0 | 0 | 8240
6011 | 0 | 0 | 8239
6012 | 0 | 0 | 8239
6013 | 0 | 0 | 8239
6014 | 0 | 0 | 8238
6015 | 0 | 0 | 8238
6016 | 0 | 0 | 8238
6017 | 0 | 0 | 8238
6018 | 0 | 0 | 8237
6019 | 0 | 0 | 8237
6020 | 0 | 0 | 8236
6021 | 0 | 0 | 8236
6022 | 0 | 0 | 8234
6023 | 0 | 0 | 8233
6024 | 0 | 0 | 8232
6025 | 0 | 0 | 8231
6026 | 0 | 0 | 8231
6027 | 0 | 0 | 8229
6028 | 0 | 0 | 8229
6029 | 0 | 0 | 8228
6030 | 0 | 0 | 8227
6031 | 0 | 0 | 8226
6032 | 0 | 0 | 8225
6033 | 0 | 0 | 8222
6034 | 0 | 0 | 8221
6035 | 0 | 0 | 8220
6036 | 0 | 0 | 8220
6037 | 0 | 0 | 8218
6038 | 0 | 0 | 8218
6039 | 0 | 0 | 8216
6040 | 0 | 0 | 8216
6041 | 0 | 0 | 8215
6042 | 0 | 0 | 8214
6043 | 0 | 0 | 8213
6044 | 0 | 0 | 8211
6045 | 0 | 0 | 8210
6046 | 0 | 0 | 8210
6047 | 0 | 0 | 8205
6048 | 0 | 0 | 8204
6049 | 0 | 0 | 8203
6050 | 0 | 0 | 8202
6051 | 0 | 0 | 8201
6052 | 0 | 0 | 8201
6053 | 0 | 0 | 8197
6054 | 0 | 0 | 8196
6055 | 0 | 0 | 8196
6056 | 0 | 0 | 8195
6057 | 0 | 0 | 8194
6058 | 0 | 0 | 8192
6059 | 0 | 0 | 8191
6060 | 0 | 0 | 8191
6061 | 0 | 0 | 8191
6062 | 0 | 0 | 8191
6063 | 0 | 0 | 8189
6064 | 0 | 0 | 8188
6065 | 0 | 0 | 8188
6066 | 0 | 0 | 8187
6067 | 0 | 0 | 8186
6068 | 0 | 0 | 8186
6069 | 0 | 0 | 8185
6070 | 0 | 0 | 8185
6071 | 0 | 0 | 8184
6072 | 0 | 0 | 8184
6073 | 0 | 0 | 8184
6074 | 0 | 0 | 8184
6075 | 0 | 0 | 8184
6076 | 0 | 0 | 8183
6077 | 0 | 0 | 8182
6078 | 0 | 0 | 8181
6079 | 0 | 0 | 8181
6080 | 0 | 0 | 8180
6081 | 0 | 0 | 8180
6082 | 0 | 0 | 8179
6083 | 0 | 0 | 8179
6084 | 0 | 0 | 8178
6085 | 0 | 0 | 8177
6086 | 0 | 0 | 8175
6087 | 0 | 0 | 8174
6088 | 0 | 0 | 8172
6089 | 0 | 0 | 8170
6090 | 0 | 0 | 8170
6091 | 0 | 0 | 8168
6092 | 0 | 0 | 8168
6093 | 0 | 0 | 8167
6094 | 0 | 0 | 8166
6095 | 0 | 0 | 8165
6096 | 0 | 0 | 8162
6097 | 0 | 0 | 8162
6098 | 0 | 0 | 8161
6099 | 0 | 0 | 8160
6100 | 0 | 0 | 8158
6101 | 0 | 0 | 8157
6102 | 0 | 0 | 8153
6103 | 0 | 0 | 8152
6104 | 0 | 0 | 8152
6105 | 0 | 0 | 8152
6106 | 0 | 0 | 8152
6107 | 0 | 0 | 8148
6108 | 0 | 0 | 8147
6109 | 0 | 0 | 8147
6110 | 0 | 0 | 8146
6111 | 0 | 0 | 8146
6112 | 0 | 0 | 8146
6113 | 0 | 0 | 8145
6114 | 0 | 0 | 8144
6115 | 0 | 0 | 8143
6116 | 0 | 0 | 8142
6117 | 0 | 0 | 8140
6118 | 0 | 0 | 8140
6119 | 0 | 0 | 8140
6120 | 0 | 0 | 8140
6121 | 0 | 0 | 8138
6122 | 0 | 0 | 8138
6123 | 0 | 0 | 8137
6124 | 0 | 0 | 8135
6125 | 0 | 0 | 8133
6126 | 0 | 0 | 8131
6127 | 0 | 0 | 8130
6128 | 0 | 0 | 8130
6129 | 0 | 0 | 8129
6130 | 0 | 0 | 8129
6131 | 0 | 0 | 8128
6132 | 0 | 0 | 8127
6133 | 0 | 0 | 8127
6134 | 0 | 0 | 8125
6135 | 0 | 0 | 8124
6136 | 0 | 0 | 8123
6137 | 0 | 0 | 8122
6138 | 0 | 0 | 8122
6139 | 0 | 0 | 8122
6140 | 0 | 0 | 8120
6141 | 0 | 0 | 8119
6142 | 0 | 0 | 8117
6143 | 0 | 0 | 8116
6144 | 0 | 0 | 8114
6145 | 0 | 0 | 8114
6146 | 0 | 0 | 8114
6147 | 0 | 0 | 8114
6148 | 0 | 0 | 8112
6149 | 0 | 0 | 8111
6150 | 0 | 0 | 8111
6151 | 0 | 0 | 8111
6152 | 0 | 0 | 8111
6153 | 0 | 0 | 8111
6154 | 0 | 0 | 8111
6155 | 0 | 0 | 8110
6156 | 0 | 0 | 8107
6157 | 0 | 0 | 8106
6158 | 0 | 0 | 8106
6159 | 0 | 0 | 8105
6160 | 0 | 0 | 8105
6161 | 0 | 0 | 8104
6162 | 0 | 0 | 8104
6163 | 0 | 0 | 8103
6164 | 0 | 0 | 8102
6165 | 0 | 0 | 8102
6166 | 0 | 0 | 8101
6167 | 0 | 0 | 8099
6168 | 0 | 0 | 8098
6169 | 0 | 0 | 8094
6170 | 0 | 0 | 8092
6171 | 0 | 0 | 8092
6172 | 0 | 0 | 8092
6173 | 0 | 0 | 8090
6174 | 0 | 0 | 8088
6175 | 0 | 0 | 8086
6176 | 0 | 0 | 8085
6177 | 0 | 0 | 8084
6178 | 0 | 0 | 8083
6179 | 0 | 0 | 8082
6180 | 0 | 0 | 8082
6181 | 0 | 0 | 8081
6182 | 0 | 0 | 8080
6183 | 0 | 0 | 8079
6184 | 0 | 0 | 8076
6185 | 0 | 0 | 8076
6186 | 0 | 0 | 8074
6187 | 0 | 0 | 8073
6188 | 0 | 0 | 8072
6189 | 0 | 0 | 8072
6190 | 0 | 0 | 8070
6191 | 0 | 0 | 8069
6192 | 0 | 0 | 8068
6193 | 0 | 0 | 8067
6194 | 0 | 0 | 8067
6195 | 0 | 0 | 8063
6196 | 0 | 0 | 8063
6197 | 0 | 0 | 8063
6198 | 0 | 0 | 8061
6199 | 0 | 0 | 8061
6200 | 0 | 0 | 8061
6201 | 0 | 0 | 8059
6202 | 0 | 0 | 8059
6203 | 0 | 0 | 8059
6204 | 0 | 0 | 8058
6205 | 0 | 0 | 8056
6206 | 0 | 0 | 8056
6207 | 0 | 0 | 8055
6208 | 0 | 0 | 8055
6209 | 0 | 0 | 8053
6210 | 0 | 0 | 8045
6211 | 0 | 0 | 8045
6212 | 0 | 0 | 8044
6213 | 0 | 0 | 8043
6214 | 0 | 0 | 8042
6215 | 0 | 0 | 8041
6216 | 0 | 0 | 8039
6217 | 0 | 0 | 8038
6218 | 0 | 0 | 8037
6219 | 0 | 0 | 8036
6220 | 0 | 0 | 8036
6221 | 0 | 0 | 8035
6222 | 0 | 0 | 8035
6223 | 0 | 0 | 8034
6224 | 0 | 0 | 8031
6225 | 0 | 0 | 8030
6226 | 0 | 0 | 8029
6227 | 0 | 0 | 8028
6228 | 0 | 0 | 8028
6229 | 0 | 0 | 8028
6230 | 0 | 0 | 8028
6231 | 0 | 0 | 8027
6232 | 0 | 0 | 8027
6233 | 0 | 0 | 8026
6234 | 0 | 0 | 8025
6235 | 0 | 0 | 8025
6236 | 0 | 0 | 8024
6237 | 0 | 0 | 8024
6238 | 0 | 0 | 8022
6239 | 0 | 0 | 8022
6240 | 0 | 0 | 8021
6241 | 0 | 0 | 8019
6242 | 0 | 0 | 8018
6243 | 0 | 0 | 8017
6244 | 0 | 0 | 8015
6245 | 0 | 0 | 8015
6246 | 0 | 0 | 8009
6247 | 0 | 0 | 8008
6248 | 0 | 0 | 8008
6249 | 0 | 0 | 8008
6250 | 0 | 0 | 8007
6251 | 0 | 0 | 8005
6252 | 0 | 0 | 8003
6253 | 0 | 0 | 8003
6254 | 0 | 0 | 8003
6255 | 0 | 0 | 8002
6256 | 0 | 0 | 8000
6257 | 0 | 0 | 8000
6258 | 0 | 0 | 7999
6259 | 0 | 0 | 7999
6260 | 0 | 0 | 7999
6261 | 0 | 0 | 7997
6262 | 0 | 0 | 7996
6263 | 0 | 0 | 7996
6264 | 0 | 0 | 7995
6265 | 0 | 0 | 7995
6266 | 0 | 0 | 7992
6267 | 0 | 0 | 7992
6268 | 0 | 0 | 7992
6269 | 0 | 0 | 7991
6270 | 0 | 0 | 7990
6271 | 0 | 0 | 7989
6272 | 0 | 0 | 7988
6273 | 0 | 0 | 7987
6274 | 0 | 0 | 7987
6275 | 0 | 0 | 7986
6276 | 0 | 0 | 7986
6277 | 0 | 0 | 7984
6278 | 0 | 0 | 7984
6279 | 0 | 0 | 7983
6280 | 0 | 0 | 7981
6281 | 0 | 0 | 7980
6282 | 0 | 0 | 7980
6283 | 0 | 0 | 7979
6284 | 0 | 0 | 7978
6285 | 0 | 0 | 7977
6286 | 0 | 0 | 7976
6287 | 0 | 0 | 7976
6288 | 0 | 0 | 7975
6289 | 0 | 0 | 7974
6290 | 0 | 0 | 7974
6291 | 0 | 0 | 7974
6292 | 0 | 0 | 7972
6293 | 0 | 0 | 7970
6294 | 0 | 0 | 7968
6295 | 0 | 0 | 7967
6296 | 0 | 0 | 7967
6297 | 0 | 0 | 7966
6298 | 0 | 0 | 7964
6299 | 0 | 0 | 7963
6300 | 0 | 0 | 7963
6301 | 0 | 0 | 7963
6302 | 0 | 0 | 7961
6303 | 0 | 0 | 7961
6304 | 0 | 0 | 7961
6305 | 0 | 0 | 7961
6306 | 0 | 0 | 7960
6307 | 0 | 0 | 7957
6308 | 0 | 0 | 7956
6309 | 0 | 0 | 7955
6310 | 0 | 0 | 7955
6311 | 0 | 0 | 7955
6312 | 0 | 0 | 7954
6313 | 0 | 0 | 7954
6314 | 0 | 0 | 7952
6315 | 0 | 0 | 7952
6316 | 0 | 0 | 7952
6317 | 0 | 0 | 7952
6318 | 0 | 0 | 7951
6319 | 0 | 0 | 7950
6320 | 0 | 0 | 7948
6321 | 0 | 0 | 7948
6322 | 0 | 0 | 7947
6323 | 0 | 0 | 7947
6324 | 0 | 0 | 7947
6325 | 0 | 0 | 7946
6326 | 0 | 0 | 7946
6327 | 0 | 0 | 7945
6328 | 0 | 0 | 7944
6329 | 0 | 0 | 7944
6330 | 0 | 0 | 7943
6331 | 0 | 0 | 7941
6332 | 0 | 0 | 7941
6333 | 0 | 0 | 7941
6334 | 0 | 0 | 7940
6335 | 0 | 0 | 7940
6336 | 0 | 0 | 7939
6337 | 0 | 0 | 7939
6338 | 0 | 0 | 7939
6339 | 0 | 0 | 7938
6340 | 0 | 0 | 7938
6341 | 0 | 0 | 7937
6342 | 0 | 0 | 7937
6343 | 0 | 0 | 7936
6344 | 0 | 0 | 7933
6345 | 0 | 0 | 7932
6346 | 0 | 0 | 7932
6347 | 0 | 0 | 7931
6348 | 0 | 0 | 7928
6349 | 0 | 0 | 7928
6350 | 0 | 0 | 7927
6351 | 0 | 0 | 7927
6352 | 0 | 0 | 7925
6353 | 0 | 0 | 7925
6354 | 0 | 0 | 7925
6355 | 0 | 0 | 7924
6356 | 0 | 0 | 7924
6357 | 0 | 0 | 7924
6358 | 0 | 0 | 7923
6359 | 0 | 0 | 7922
6360 | 0 | 0 | 7921
6361 | 0 | 0 | 7919
6362 | 0 | 0 | 7918
6363 | 0 | 0 | 7917
6364 | 0 | 0 | 7917
6365 | 0 | 0 | 7916
6366 | 0 | 0 | 7916
6367 | 0 | 0 | 7915
6368 | 0 | 0 | 7915
6369 | 0 | 0 | 7914
6370 | 0 | 0 | 7913
6371 | 0 | 0 | 7913
6372 | 0 | 0 | 7912
6373 | 0 | 0 | 7911
6374 | 0 | 0 | 7910
6375 | 0 | 0 | 7909
6376 | 0 | 0 | 7908
6377 | 0 | 0 | 7907
6378 | 0 | 0 | 7907
6379 | 0 | 0 | 7907
6380 | 0 | 0 | 7907
6381 | 0 | 0 | 7904
6382 | 0 | 0 | 7902
6383 | 0 | 0 | 7902
6384 | 0 | 0 | 7901
6385 | 0 | 0 | 7899
6386 | 0 | 0 | 7898
6387 | 0 | 0 | 7897
6388 | 0 | 0 | 7893
6389 | 0 | 0 | 7892
6390 | 0 | 0 | 7892
6391 | 0 | 0 | 7890
6392 | 0 | 0 | 7890
6393 | 0 | 0 | 7890
6394 | 0 | 0 | 7889
6395 | 0 | 0 | 7889
6396 | 0 | 0 | 7888
6397 | 0 | 0 | 7885
6398 | 0 | 0 | 7885
6399 | 0 | 0 | 7884
6400 | 0 | 0 | 7884
6401 | 0 | 0 | 7883
6402 | 0 | 0 | 7882
6403 | 0 | 0 | 7881
6404 | 0 | 0 | 7879
6405 | 0 | 0 | 7878
6406 | 0 | 0 | 7878
6407 | 0 | 0 | 7878
6408 | 0 | 0 | 7877
6409 | 0 | 0 | 7874
6410 | 0 | 0 | 7873
6411 | 0 | 0 | 7873
6412 | 0 | 0 | 7871
6413 | 0 | 0 | 7870
6414 | 0 | 0 | 7870
6415 | 0 | 0 | 7868
6416 | 0 | 0 | 7868
6417 | 0 | 0 | 7867
6418 | 0 | 0 | 7866
6419 | 0 | 0 | 7866
6420 | 0 | 0 | 7865
6421 | 0 | 0 | 7864
6422 | 0 | 0 | 7863
6423 | 0 | 0 | 7861
6424 | 0 | 0 | 7861
6425 | 0 | 0 | 7860
6426 | 0 | 0 | 7859
6427 | 0 | 0 | 7859
6428 | 0 | 0 | 7858
6429 | 0 | 0 | 7857
6430 | 0 | 0 | 7857
6431 | 0 | 0 | 7856
6432 | 0 | 0 | 7856
6433 | 0 | 0 | 7855
6434 | 0 | 0 | 7854
6435 | 0 | 0 | 7853
6436 | 0 | 0 | 7852
6437 | 0 | 0 | 7851
6438 | 0 | 0 | 7851
6439 | 0 | 0 | 7851
6440 | 0 | 0 | 7849
6441 | 0 | 0 | 7849
6442 | 0 | 0 | 7848
6443 | 0 | 0 | 7847
6444 | 0 | 0 | 7846
6445 | 0 | 0 | 7843
6446 | 0 | 0 | 7842
6447 | 0 | 0 | 7838
6448 | 0 | 0 | 7838
6449 | 0 | 0 | 7838
6450 | 0 | 0 | 7838
6451 | 0 | 0 | 7836
6452 | 0 | 0 | 7835
6453 | 0 | 0 | 7834
6454 | 0 | 0 | 7833
6455 | 0 | 0 | 7832
6456 | 0 | 0 | 7832
6457 | 0 | 0 | 7828
6458 | 0 | 0 | 7827
6459 | 0 | 0 | 7826
6460 | 0 | 0 | 7823
6461 | 0 | 0 | 7822
6462 | 0 | 0 | 7822
6463 | 0 | 0 | 7821
6464 | 0 | 0 | 7821
6465 | 0 | 0 | 7821
6466 | 0 | 0 | 7820
6467 | 0 | 0 | 7819
6468 | 0 | 0 | 7819
6469 | 0 | 0 | 7817
6470 | 0 | 0 | 7817
6471 | 0 | 0 | 7816
6472 | 0 | 0 | 7815
6473 | 0 | 0 | 7815
6474 | 0 | 0 | 7813
6475 | 0 | 0 | 7812
6476 | 0 | 0 | 7810
6477 | 0 | 0 | 7810
6478 | 0 | 0 | 7809
6479 | 0 | 0 | 7809
6480 | 0 | 0 | 7805
6481 | 0 | 0 | 7805
6482 | 0 | 0 | 7804
6483 | 0 | 0 | 7804
6484 | 0 | 0 | 7804
6485 | 0 | 0 | 7804
6486 | 0 | 0 | 7803
6487 | 0 | 0 | 7803
6488 | 0 | 0 | 7799
6489 | 0 | 0 | 7799
6490 | 0 | 0 | 7797
6491 | 0 | 0 | 7797
6492 | 0 | 0 | 7797
6493 | 0 | 0 | 7797
6494 | 0 | 0 | 7795
6495 | 0 | 0 | 7794
6496 | 0 | 0 | 7792
6497 | 0 | 0 | 7791
6498 | 0 | 0 | 7789
6499 | 0 | 0 | 7789
6500 | 0 | 0 | 7788
6501 | 0 | 0 | 7788
6502 | 0 | 0 | 7788
6503 | 0 | 0 | 7784
6504 | 0 | 0 | 7783
6505 | 0 | 0 | 7782
6506 | 0 | 0 | 7782
6507 | 0 | 0 | 7781
6508 | 0 | 0 | 7780
6509 | 0 | 0 | 7780
6510 | 0 | 0 | 7780
6511 | 0 | 0 | 7778
6512 | 0 | 0 | 7778
6513 | 0 | 0 | 7778
6514 | 0 | 0 | 7775
6515 | 0 | 0 | 7773
6516 | 0 | 0 | 7773
6517 | 0 | 0 | 7773
6518 | 0 | 0 | 7773
6519 | 0 | 0 | 7771
6520 | 0 | 0 | 7770
6521 | 0 | 0 | 7770
6522 | 0 | 0 | 7767
6523 | 0 | 0 | 7766
6524 | 0 | 0 | 7766
6525 | 0 | 0 | 7766
6526 | 0 | 0 | 7765
6527 | 0 | 0 | 7765
6528 | 0 | 0 | 7762
6529 | 0 | 0 | 7761
6530 | 0 | 0 | 7761
6531 | 0 | 0 | 7760
6532 | 0 | 0 | 7760
6533 | 0 | 0 | 7760
6534 | 0 | 0 | 7759
6535 | 0 | 0 | 7758
6536 | 0 | 0 | 7758
6537 | 0 | 0 | 7758
6538 | 0 | 0 | 7758
6539 | 0 | 0 | 7758
6540 | 0 | 0 | 7754
6541 | 0 | 0 | 7754
6542 | 0 | 0 | 7753
6543 | 0 | 0 | 7752
6544 | 0 | 0 | 7750
6545 | 0 | 0 | 7750
6546 | 0 | 0 | 7749
6547 | 0 | 0 | 7748
6548 | 0 | 0 | 7747
6549 | 0 | 0 | 7746
6550 | 0 | 0 | 7744
6551 | 0 | 0 | 7743
6552 | 0 | 0 | 7743
6553 | 0 | 0 | 7742
6554 | 0 | 0 | 7741
6555 | 0 | 0 | 7740
6556 | 0 | 0 | 7739
6557 | 0 | 0 | 7738
6558 | 0 | 0 | 7738
6559 | 0 | 0 | 7737
6560 | 0 | 0 | 7737
6561 | 0 | 0 | 7734
6562 | 0 | 0 | 7732
6563 | 0 | 0 | 7732
6564 | 0 | 0 | 7732
6565 | 0 | 0 | 7730
6566 | 0 | 0 | 7729
6567 | 0 | 0 | 7729
6568 | 0 | 0 | 7728
6569 | 0 | 0 | 7728
6570 | 0 | 0 | 7727
6571 | 0 | 0 | 7724
6572 | 0 | 0 | 7724
6573 | 0 | 0 | 7720
6574 | 0 | 0 | 7719
6575 | 0 | 0 | 7719
6576 | 0 | 0 | 7718
6577 | 0 | 0 | 7718
6578 | 0 | 0 | 7718
6579 | 0 | 0 | 7718
6580 | 0 | 0 | 7717
6581 | 0 | 0 | 7717
6582 | 0 | 0 | 7716
6583 | 0 | 0 | 7716
6584 | 0 | 0 | 7715
6585 | 0 | 0 | 7715
6586 | 0 | 0 | 7714
6587 | 0 | 0 | 7711
6588 | 0 | 0 | 7711
6589 | 0 | 0 | 7711
6590 | 0 | 0 | 7709
6591 | 0 | 0 | 7706
6592 | 0 | 0 | 7704
6593 | 0 | 0 | 7703
6594 | 0 | 0 | 7702
6595 | 0 | 0 | 7701
6596 | 0 | 0 | 7701
6597 | 0 | 0 | 7700
6598 | 0 | 0 | 7700
6599 | 0 | 0 | 7698
6600 | 0 | 0 | 7697
6601 | 0 | 0 | 7697
6602 | 0 | 0 | 7695
6603 | 0 | 0 | 7694
6604 | 0 | 0 | 7693
6605 | 0 | 0 | 7693
6606 | 0 | 0 | 7693
6607 | 0 | 0 | 7693
6608 | 0 | 0 | 7691
6609 | 0 | 0 | 7690
6610 | 0 | 0 | 7688
6611 | 0 | 0 | 7687
6612 | 0 | 0 | 7687
6613 | 0 | 0 | 7685
6614 | 0 | 0 | 7684
6615 | 0 | 0 | 7683
6616 | 0 | 0 | 7682
6617 | 0 | 0 | 7679
6618 | 0 | 0 | 7677
6619 | 0 | 0 | 7676
6620 | 0 | 0 | 7675
6621 | 0 | 0 | 7673
6622 | 0 | 0 | 7673
6623 | 0 | 0 | 7670
6624 | 0 | 0 | 7670
6625 | 0 | 0 | 7668
6626 | 0 | 0 | 7668
6627 | 0 | 0 | 7668
6628 | 0 | 0 | 7667
6629 | 0 | 0 | 7666
6630 | 0 | 0 | 7665
6631 | 0 | 0 | 7665
6632 | 0 | 0 | 7665
6633 | 0 | 0 | 7665
6634 | 0 | 0 | 7664
6635 | 0 | 0 | 7664
6636 | 0 | 0 | 7660
6637 | 0 | 0 | 7658
6638 | 0 | 0 | 7658
6639 | 0 | 0 | 7658
6640 | 0 | 0 | 7656
6641 | 0 | 0 | 7656
6642 | 0 | 0 | 7655
6643 | 0 | 0 | 7655
6644 | 0 | 0 | 7655
6645 | 0 | 0 | 7652
6646 | 0 | 0 | 7650
6647 | 0 | 0 | 7649
6648 | 0 | 0 | 7647
6649 | 0 | 0 | 7647
6650 | 0 | 0 | 7645
6651 | 0 | 0 | 7644
6652 | 0 | 0 | 7643
6653 | 0 | 0 | 7642
6654 | 0 | 0 | 7642
6655 | 0 | 0 | 7640
6656 | 0 | 0 | 7639
6657 | 0 | 0 | 7638
6658 | 0 | 0 | 7637
6659 | 0 | 0 | 7636
6660 | 0 | 0 | 7636
6661 | 0 | 0 | 7635
6662 | 0 | 0 | 7634
6663 | 0 | 0 | 7634
6664 | 0 | 0 | 7633
6665 | 0 | 0 | 7632
6666 | 0 | 0 | 7631
6667 | 0 | 0 | 7630
6668 | 0 | 0 | 7629
6669 | 0 | 0 | 7628
6670 | 0 | 0 | 7628
6671 | 0 | 0 | 7627
6672 | 0 | 0 | 7627
6673 | 0 | 0 | 7626
6674 | 0 | 0 | 7623
6675 | 0 | 0 | 7621
6676 | 0 | 0 | 7620
6677 | 0 | 0 | 7619
6678 | 0 | 0 | 7619
6679 | 0 | 0 | 7618
6680 | 0 | 0 | 7618
6681 | 0 | 0 | 7617
6682 | 0 | 0 | 7616
6683 | 0 | 0 | 7613
6684 | 0 | 0 | 7612
6685 | 0 | 0 | 7610
6686 | 0 | 0 | 7610
6687 | 0 | 0 | 7608
6688 | 0 | 0 | 7607
6689 | 0 | 0 | 7606
6690 | 0 | 0 | 7606
6691 | 0 | 0 | 7606
6692 | 0 | 0 | 7606
6693 | 0 | 0 | 7605
6694 | 0 | 0 | 7602
6695 | 0 | 0 | 7602
6696 | 0 | 0 | 7600
6697 | 0 | 0 | 7600
6698 | 0 | 0 | 7600
6699 | 0 | 0 | 7599
6700 | 0 | 0 | 7597
6701 | 0 | 0 | 7596
6702 | 0 | 0 | 7595
6703 | 0 | 0 | 7595
6704 | 0 | 0 | 7594
6705 | 0 | 0 | 7594
6706 | 0 | 0 | 7594
6707 | 0 | 0 | 7592
6708 | 0 | 0 | 7591
6709 | 0 | 0 | 7590
6710 | 0 | 0 | 7589
6711 | 0 | 0 | 7587
6712 | 0 | 0 | 7587
6713 | 0 | 0 | 7583
6714 | 0 | 0 | 7583
6715 | 0 | 0 | 7582
6716 | 0 | 0 | 7581
6717 | 0 | 0 | 7581
6718 | 0 | 0 | 7580
6719 | 0 | 0 | 7580
6720 | 0 | 0 | 7578
6721 | 0 | 0 | 7575
6722 | 0 | 0 | 7575
6723 | 0 | 0 | 7574
6724 | 0 | 0 | 7570
6725 | 0 | 0 | 7570
6726 | 0 | 0 | 7569
6727 | 0 | 0 | 7568
6728 | 0 | 0 | 7567
6729 | 0 | 0 | 7564
6730 | 0 | 0 | 7562
6731 | 0 | 0 | 7562
6732 | 0 | 0 | 7560
6733 | 0 | 0 | 7560
6734 | 0 | 0 | 7554
6735 | 0 | 0 | 7554
6736 | 0 | 0 | 7554
6737 | 0 | 0 | 7553
6738 | 0 | 0 | 7553
6739 | 0 | 0 | 7551
6740 | 0 | 0 | 7551
6741 | 0 | 0 | 7548
6742 | 0 | 0 | 7548
6743 | 0 | 0 | 7548
6744 | 0 | 0 | 7547
6745 | 0 | 0 | 7546
6746 | 0 | 0 | 7545
6747 | 0 | 0 | 7544
6748 | 0 | 0 | 7543
6749 | 0 | 0 | 7542
6750 | 0 | 0 | 7541
6751 | 0 | 0 | 7540
6752 | 0 | 0 | 7539
6753 | 0 | 0 | 7539
6754 | 0 | 0 | 7539
6755 | 0 | 0 | 7539
6756 | 0 | 0 | 7538
6757 | 0 | 0 | 7537
6758 | 0 | 0 | 7537
6759 | 0 | 0 | 7535
6760 | 0 | 0 | 7535
6761 | 0 | 0 | 7535
6762 | 0 | 0 | 7535
6763 | 0 | 0 | 7534
6764 | 0 | 0 | 7533
6765 | 0 | 0 | 7532
6766 | 0 | 0 | 7530
6767 | 0 | 0 | 7529
6768 | 0 | 0 | 7528
6769 | 0 | 0 | 7528
6770 | 0 | 0 | 7527
6771 | 0 | 0 | 7527
6772 | 0 | 0 | 7526
6773 | 0 | 0 | 7526
6774 | 0 | 0 | 7524
6775 | 0 | 0 | 7523
6776 | 0 | 0 | 7523
6777 | 0 | 0 | 7522
6778 | 0 | 0 | 7520
6779 | 0 | 0 | 7519
6780 | 0 | 0 | 7517
6781 | 0 | 0 | 7516
6782 | 0 | 0 | 7515
6783 | 0 | 0 | 7515
6784 | 0 | 0 | 7513
6785 | 0 | 0 | 7513
6786 | 0 | 0 | 7512
6787 | 0 | 0 | 7511
6788 | 0 | 0 | 7511
6789 | 0 | 0 | 7509
6790 | 0 | 0 | 7509
6791 | 0 | 0 | 7507
6792 | 0 | 0 | 7505
6793 | 0 | 0 | 7504
6794 | 0 | 0 | 7502
6795 | 0 | 0 | 7502
6796 | 0 | 0 | 7501
6797 | 0 | 0 | 7499
6798 | 0 | 0 | 7499
6799 | 0 | 0 | 7498
6800 | 0 | 0 | 7497
6801 | 0 | 0 | 7497
6802 | 0 | 0 | 7493
6803 | 0 | 0 | 7493
6804 | 0 | 0 | 7492
6805 | 0 | 0 | 7490
6806 | 0 | 0 | 7489
6807 | 0 | 0 | 7489
6808 | 0 | 0 | 7489
6809 | 0 | 0 | 7486
6810 | 0 | 0 | 7486
6811 | 0 | 0 | 7485
6812 | 0 | 0 | 7484
6813 | 0 | 0 | 7484
6814 | 0 | 0 | 7483
6815 | 0 | 0 | 7483
6816 | 0 | 0 | 7482
6817 | 0 | 0 | 7481
6818 | 0 | 0 | 7481
6819 | 0 | 0 | 7481
6820 | 0 | 0 | 7478
6821 | 0 | 0 | 7478
6822 | 0 | 0 | 7476
6823 | 0 | 0 | 7473
6824 | 0 | 0 | 7471
6825 | 0 | 0 | 7469
6826 | 0 | 0 | 7467
6827 | 0 | 0 | 7466
6828 | 0 | 0 | 7465
6829 | 0 | 0 | 7464
6830 | 0 | 0 | 7464
6831 | 0 | 0 | 7464
6832 | 0 | 0 | 7463
6833 | 0 | 0 | 7462
6834 | 0 | 0 | 7462
6835 | 0 | 0 | 7461
6836 | 0 | 0 | 7461
6837 | 0 | 0 | 7461
6838 | 0 | 0 | 7461
6839 | 0 | 0 | 7459
6840 | 0 | 0 | 7457
6841 | 0 | 0 | 7456
6842 | 0 | 0 | 7456
6843 | 0 | 0 | 7455
6844 | 0 | 0 | 7453
6845 | 0 | 0 | 7452
6846 | 0 | 0 | 7452
6847 | 0 | 0 | 7452
6848 | 0 | 0 | 7452
6849 | 0 | 0 | 7452
6850 | 0 | 0 | 7449
6851 | 0 | 0 | 7448
6852 | 0 | 0 | 7446
6853 | 0 | 0 | 7444
6854 | 0 | 0 | 7443
6855 | 0 | 0 | 7442
6856 | 0 | 0 | 7442
6857 | 0 | 0 | 7441
6858 | 0 | 0 | 7438
6859 | 0 | 0 | 7438
6860 | 0 | 0 | 7436
6861 | 0 | 0 | 7436
6862 | 0 | 0 | 7431
6863 | 0 | 0 | 7428
6864 | 0 | 0 | 7423
6865 | 0 | 0 | 7422
6866 | 0 | 0 | 7422
6867 | 0 | 0 | 7421
6868 | 0 | 0 | 7421
6869 | 0 | 0 | 7421
6870 | 0 | 0 | 7420
6871 | 0 | 0 | 7420
6872 | 0 | 0 | 7418
6873 | 0 | 0 | 7417
6874 | 0 | 0 | 7416
6875 | 0 | 0 | 7416
6876 | 0 | 0 | 7416
6877 | 0 | 0 | 7416
6878 | 0 | 0 | 7414
6879 | 0 | 0 | 7411
6880 | 0 | 0 | 7411
6881 | 0 | 0 | 7409
6882 | 0 | 0 | 7407
6883 | 0 | 0 | 7406
6884 | 0 | 0 | 7406
6885 | 0 | 0 | 7405
6886 | 0 | 0 | 7405
6887 | 0 | 0 | 7404
6888 | 0 | 0 | 7403
6889 | 0 | 0 | 7403
6890 | 0 | 0 | 7401
6891 | 0 | 0 | 7400
6892 | 0 | 0 | 7400
6893 | 0 | 0 | 7395
6894 | 0 | 0 | 7394
6895 | 0 | 0 | 7394
6896 | 0 | 0 | 7393
6897 | 0 | 0 | 7393
6898 | 0 | 0 | 7393
6899 | 0 | 0 | 7391
6900 | 0 | 0 | 7390
6901 | 0 | 0 | 7390
6902 | 0 | 0 | 7388
6903 | 0 | 0 | 7388
6904 | 0 | 0 | 7386
6905 | 0 | 0 | 7385
6906 | 0 | 0 | 7384
6907 | 0 | 0 | 7383
6908 | 0 | 0 | 7381
6909 | 0 | 0 | 7381
6910 | 0 | 0 | 7379
6911 | 0 | 0 | 7379
6912 | 0 | 0 | 7378
6913 | 0 | 0 | 7377
6914 | 0 | 0 | 7377
6915 | 0 | 0 | 7373
6916 | 0 | 0 | 7372
6917 | 0 | 0 | 7370
6918 | 0 | 0 | 7369
6919 | 0 | 0 | 7368
6920 | 0 | 0 | 7368
6921 | 0 | 0 | 7366
6922 | 0 | 0 | 7365
6923 | 0 | 0 | 7363
6924 | 0 | 0 | 7362
6925 | 0 | 0 | 7361
6926 | 0 | 0 | 7360
6927 | 0 | 0 | 7359
6928 | 0 | 0 | 7359
6929 | 0 | 0 | 7356
6930 | 0 | 0 | 7354
6931 | 0 | 0 | 7354
6932 | 0 | 0 | 7354
6933 | 0 | 0 | 7352
6934 | 0 | 0 | 7351
6935 | 0 | 0 | 7349
6936 | 0 | 0 | 7346
6937 | 0 | 0 | 7345
6938 | 0 | 0 | 7345
6939 | 0 | 0 | 7345
6940 | 0 | 0 | 7345
6941 | 0 | 0 | 7343
6942 | 0 | 0 | 7343
6943 | 0 | 0 | 7343
6944 | 0 | 0 | 7343
6945 | 0 | 0 | 7343
6946 | 0 | 0 | 7342
6947 | 0 | 0 | 7337
6948 | 0 | 0 | 7336
6949 | 0 | 0 | 7335
6950 | 0 | 0 | 7334
6951 | 0 | 0 | 7333
6952 | 0 | 0 | 7333
6953 | 0 | 0 | 7333
6954 | 0 | 0 | 7331
6955 | 0 | 0 | 7330
6956 | 0 | 0 | 7327
6957 | 0 | 0 | 7327
6958 | 0 | 0 | 7327
6959 | 0 | 0 | 7324
6960 | 0 | 0 | 7322
6961 | 0 | 0 | 7321
6962 | 0 | 0 | 7321
6963 | 0 | 0 | 7319
6964 | 0 | 0 | 7318
6965 | 0 | 0 | 7315
6966 | 0 | 0 | 7313
6967 | 0 | 0 | 7310
6968 | 0 | 0 | 7309
6969 | 0 | 0 | 7309
6970 | 0 | 0 | 7308
6971 | 0 | 0 | 7308
6972 | 0 | 0 | 7308
6973 | 0 | 0 | 7308
6974 | 0 | 0 | 7307
6975 | 0 | 0 | 7305
6976 | 0 | 0 | 7304
6977 | 0 | 0 | 7301
6978 | 0 | 0 | 7300
6979 | 0 | 0 | 7299
6980 | 0 | 0 | 7298
6981 | 0 | 0 | 7297
6982 | 0 | 0 | 7297
6983 | 0 | 0 | 7294
6984 | 0 | 0 | 7294
6985 | 0 | 0 | 7294
6986 | 0 | 0 | 7292
6987 | 0 | 0 | 7289
6988 | 0 | 0 | 7289
6989 | 0 | 0 | 7289
6990 | 0 | 0 | 7288
6991 | 0 | 0 | 7287
6992 | 0 | 0 | 7287
6993 | 0 | 0 | 7287
6994 | 0 | 0 | 7286
6995 | 0 | 0 | 7285
6996 | 0 | 0 | 7284
6997 | 0 | 0 | 7281
6998 | 0 | 0 | 7281
6999 | 0 | 0 | 7280
7000 | 0 | 0 | 7280
7001 | 0 | 0 | 7280
7002 | 0 | 0 | 7279
7003 | 0 | 0 | 7279
7004 | 0 | 0 | 7277
7005 | 0 | 0 | 7276
7006 | 0 | 0 | 7276
7007 | 0 | 0 | 7276
7008 | 0 | 0 | 7273
7009 | 0 | 0 | 7273
7010 | 0 | 0 | 7273
7011 | 0 | 0 | 7272
7012 | 0 | 0 | 7270
7013 | 0 | 0 | 7270
7014 | 0 | 0 | 7270
7015 | 0 | 0 | 7269
7016 | 0 | 0 | 7269
7017 | 0 | 0 | 7268
7018 | 0 | 0 | 7267
7019 | 0 | 0 | 7264
7020 | 0 | 0 | 7263
7021 | 0 | 0 | 7263
7022 | 0 | 0 | 7260
7023 | 0 | 0 | 7260
7024 | 0 | 0 | 7260
7025 | 0 | 0 | 7259
7026 | 0 | 0 | 7258
7027 | 0 | 0 | 7258
7028 | 0 | 0 | 7257
7029 | 0 | 0 | 7256
7030 | 0 | 0 | 7255
7031 | 0 | 0 | 7255
7032 | 0 | 0 | 7252
7033 | 0 | 0 | 7252
7034 | 0 | 0 | 7251
7035 | 0 | 0 | 7251
7036 | 0 | 0 | 7250
7037 | 0 | 0 | 7250
7038 | 0 | 0 | 7249
7039 | 0 | 0 | 7249
7040 | 0 | 0 | 7248
7041 | 0 | 0 | 7248
7042 | 0 | 0 | 7248
7043 | 0 | 0 | 7247
7044 | 0 | 0 | 7244
7045 | 0 | 0 | 7242
7046 | 0 | 0 | 7240
7047 | 0 | 0 | 7240
7048 | 0 | 0 | 7240
7049 | 0 | 0 | 7239
7050 | 0 | 0 | 7238
7051 | 0 | 0 | 7238
7052 | 0 | 0 | 7237
7053 | 0 | 0 | 7236
7054 | 0 | 0 | 7234
7055 | 0 | 0 | 7234
7056 | 0 | 0 | 7233
7057 | 0 | 0 | 7232
7058 | 0 | 0 | 7229
7059 | 0 | 0 | 7229
7060 | 0 | 0 | 7229
7061 | 0 | 0 | 7225
7062 | 0 | 0 | 7223
7063 | 0 | 0 | 7223
7064 | 0 | 0 | 7222
7065 | 0 | 0 | 7222
7066 | 0 | 0 | 7221
7067 | 0 | 0 | 7221
7068 | 0 | 0 | 7220
7069 | 0 | 0 | 7220
7070 | 0 | 0 | 7219
7071 | 0 | 0 | 7218
7072 | 0 | 0 | 7217
7073 | 0 | 0 | 7217
7074 | 0 | 0 | 7217
7075 | 0 | 0 | 7217
7076 | 0 | 0 | 7217
7077 | 0 | 0 | 7216
7078 | 0 | 0 | 7215
7079 | 0 | 0 | 7214
7080 | 0 | 0 | 7214
7081 | 0 | 0 | 7213
7082 | 0 | 0 | 7213
7083 | 0 | 0 | 7209
7084 | 0 | 0 | 7207
7085 | 0 | 0 | 7207
7086 | 0 | 0 | 7207
7087 | 0 | 0 | 7206
7088 | 0 | 0 | 7206
7089 | 0 | 0 | 7203
7090 | 0 | 0 | 7203
7091 | 0 | 0 | 7201
7092 | 0 | 0 | 7201
7093 | 0 | 0 | 7199
7094 | 0 | 0 | 7197
7095 | 0 | 0 | 7194
7096 | 0 | 0 | 7193
7097 | 0 | 0 | 7191
7098 | 0 | 0 | 7189
7099 | 0 | 0 | 7189
7100 | 0 | 0 | 7188
7101 | 0 | 0 | 7186
7102 | 0 | 0 | 7184
7103 | 0 | 0 | 7183
7104 | 0 | 0 | 7183
7105 | 0 | 0 | 7181
7106 | 0 | 0 | 7181
7107 | 0 | 0 | 7180
7108 | 0 | 0 | 7176
7109 | 0 | 0 | 7176
7110 | 0 | 0 | 7175
7111 | 0 | 0 | 7175
7112 | 0 | 0 | 7172
7113 | 0 | 0 | 7172
7114 | 0 | 0 | 7172
7115 | 0 | 0 | 7168
7116 | 0 | 0 | 7167
7117 | 0 | 0 | 7166
7118 | 0 | 0 | 7163
7119 | 0 | 0 | 7163
7120 | 0 | 0 | 7162
7121 | 0 | 0 | 7161
7122 | 0 | 0 | 7160
7123 | 0 | 0 | 7159
7124 | 0 | 0 | 7159
7125 | 0 | 0 | 7159
7126 | 0 | 0 | 7158
7127 | 0 | 0 | 7158
7128 | 0 | 0 | 7155
7129 | 0 | 0 | 7155
7130 | 0 | 0 | 7154
7131 | 0 | 0 | 7151
7132 | 0 | 0 | 7150
7133 | 0 | 0 | 7149
7134 | 0 | 0 | 7148
7135 | 0 | 0 | 7148
7136 | 0 | 0 | 7147
7137 | 0 | 0 | 7147
7138 | 0 | 0 | 7146
7139 | 0 | 0 | 7145
7140 | 0 | 0 | 7143
7141 | 0 | 0 | 7138
7142 | 0 | 0 | 7138
7143 | 0 | 0 | 7138
7144 | 0 | 0 | 7138
7145 | 0 | 0 | 7136
7146 | 0 | 0 | 7135
7147 | 0 | 0 | 7135
7148 | 0 | 0 | 7132
7149 | 0 | 0 | 7131
7150 | 0 | 0 | 7130
7151 | 0 | 0 | 7127
7152 | 0 | 0 | 7127
7153 | 0 | 0 | 7125
7154 | 0 | 0 | 7124
7155 | 0 | 0 | 7124
7156 | 0 | 0 | 7124
7157 | 0 | 0 | 7122
7158 | 0 | 0 | 7119
7159 | 0 | 0 | 7117
7160 | 0 | 0 | 7113
7161 | 0 | 0 | 7113
7162 | 0 | 0 | 7112
7163 | 0 | 0 | 7108
7164 | 0 | 0 | 7108
7165 | 0 | 0 | 7108
7166 | 0 | 0 | 7108
7167 | 0 | 0 | 7107
7168 | 0 | 0 | 7105
7169 | 0 | 0 | 7104
7170 | 0 | 0 | 7104
7171 | 0 | 0 | 7103
7172 | 0 | 0 | 7102
7173 | 0 | 0 | 7101
7174 | 0 | 0 | 7101
7175 | 0 | 0 | 7099
7176 | 0 | 0 | 7096
7177 | 0 | 0 | 7095
7178 | 0 | 0 | 7095
7179 | 0 | 0 | 7093
7180 | 0 | 0 | 7092
7181 | 0 | 0 | 7091
7182 | 0 | 0 | 7087
7183 | 0 | 0 | 7087
7184 | 0 | 0 | 7085
7185 | 0 | 0 | 7084
7186 | 0 | 0 | 7083
7187 | 0 | 0 | 7082
7188 | 0 | 0 | 7080
7189 | 0 | 0 | 7080
7190 | 0 | 0 | 7079
7191 | 0 | 0 | 7079
7192 | 0 | 0 | 7078
7193 | 0 | 0 | 7078
7194 | 0 | 0 | 7078
7195 | 0 | 0 | 7078
7196 | 0 | 0 | 7076
7197 | 0 | 0 | 7076
7198 | 0 | 0 | 7075
7199 | 0 | 0 | 7071
7200 | 0 | 0 | 7070
7201 | 0 | 0 | 7069
7202 | 0 | 0 | 7068
7203 | 0 | 0 | 7065
7204 | 0 | 0 | 7064
7205 | 0 | 0 | 7064
7206 | 0 | 0 | 7063
7207 | 0 | 0 | 7063
7208 | 0 | 0 | 7063
7209 | 0 | 0 | 7063
7210 | 0 | 0 | 7062
7211 | 0 | 0 | 7062
7212 | 0 | 0 | 7061
7213 | 0 | 0 | 7055
7214 | 0 | 0 | 7054
7215 | 0 | 0 | 7054
7216 | 0 | 0 | 7053
7217 | 0 | 0 | 7052
7218 | 0 | 0 | 7051
7219 | 0 | 0 | 7050
7220 | 0 | 0 | 7046
7221 | 0 | 0 | 7045
7222 | 0 | 0 | 7044
7223 | 0 | 0 | 7042
7224 | 0 | 0 | 7041
7225 | 0 | 0 | 7040
7226 | 0 | 0 | 7040
7227 | 0 | 0 | 7039
7228 | 0 | 0 | 7039
7229 | 0 | 0 | 7038
7230 | 0 | 0 | 7038
7231 | 0 | 0 | 7032
7232 | 0 | 0 | 7032
7233 | 0 | 0 | 7031
7234 | 0 | 0 | 7031
7235 | 0 | 0 | 7029
7236 | 0 | 0 | 7029
7237 | 0 | 0 | 7028
7238 | 0 | 0 | 7028
7239 | 0 | 0 | 7027
7240 | 0 | 0 | 7025
7241 | 0 | 0 | 7025
7242 | 0 | 0 | 7024
7243 | 0 | 0 | 7024
7244 | 0 | 0 | 7023
7245 | 0 | 0 | 7018
7246 | 0 | 0 | 7017
7247 | 0 | 0 | 7017
7248 | 0 | 0 | 7017
7249 | 0 | 0 | 7015
7250 | 0 | 0 | 7015
7251 | 0 | 0 | 7013
7252 | 0 | 0 | 7012
7253 | 0 | 0 | 7012
7254 | 0 | 0 | 7011
7255 | 0 | 0 | 7011
7256 | 0 | 0 | 7010
7257 | 0 | 0 | 7010
7258 | 0 | 0 | 7009
7259 | 0 | 0 | 7008
7260 | 0 | 0 | 7008
7261 | 0 | 0 | 7007
7262 | 0 | 0 | 7007
7263 | 0 | 0 | 7006
7264 | 0 | 0 | 7003
7265 | 0 | 0 | 7000
7266 | 0 | 0 | 6999
7267 | 0 | 0 | 6999
7268 | 0 | 0 | 6997
7269 | 0 | 0 | 6997
7270 | 0 | 0 | 6997
7271 | 0 | 0 | 6997
7272 | 0 | 0 | 6993
7273 | 0 | 0 | 6993
7274 | 0 | 0 | 6992
7275 | 0 | 0 | 6991
7276 | 0 | 0 | 6991
7277 | 0 | 0 | 6991
7278 | 0 | 0 | 6990
7279 | 0 | 0 | 6989
7280 | 0 | 0 | 6988
7281 | 0 | 0 | 6988
7282 | 0 | 0 | 6983
7283 | 0 | 0 | 6982
7284 | 0 | 0 | 6982
7285 | 0 | 0 | 6981
7286 | 0 | 0 | 6978
7287 | 0 | 0 | 6978
7288 | 0 | 0 | 6975
7289 | 0 | 0 | 6973
7290 | 0 | 0 | 6972
7291 | 0 | 0 | 6971
7292 | 0 | 0 | 6970
7293 | 0 | 0 | 6968
7294 | 0 | 0 | 6966
7295 | 0 | 0 | 6963
7296 | 0 | 0 | 6963
7297 | 0 | 0 | 6959
7298 | 0 | 0 | 6958
7299 | 0 | 0 | 6957
7300 | 0 | 0 | 6956
7301 | 0 | 0 | 6955
7302 | 0 | 0 | 6954
7303 | 0 | 0 | 6953
7304 | 0 | 0 | 6951
7305 | 0 | 0 | 6951
7306 | 0 | 0 | 6949
7307 | 0 | 0 | 6944
7308 | 0 | 0 | 6943
7309 | 0 | 0 | 6942
7310 | 0 | 0 | 6938
7311 | 0 | 0 | 6935
7312 | 0 | 0 | 6934
7313 | 0 | 0 | 6932
7314 | 0 | 0 | 6924
7315 | 0 | 0 | 6922
7316 | 0 | 0 | 6919
7317 | 0 | 0 | 6918
7318 | 0 | 0 | 6914
7319 | 0 | 0 | 6914
7320 | 0 | 0 | 6914
7321 | 0 | 0 | 6914
7322 | 0 | 0 | 6913
7323 | 0 | 0 | 6913
7324 | 0 | 0 | 6912
7325 | 0 | 0 | 6912
7326 | 0 | 0 | 6911
7327 | 0 | 0 | 6911
7328 | 0 | 0 | 6910
7329 | 0 | 0 | 6909
7330 | 0 | 0 | 6907
7331 | 0 | 0 | 6905
7332 | 0 | 0 | 6904
7333 | 0 | 0 | 6904
7334 | 0 | 0 | 6903
7335 | 0 | 0 | 6903
7336 | 0 | 0 | 6902
7337 | 0 | 0 | 6902
7338 | 0 | 0 | 6900
7339 | 0 | 0 | 6899
7340 | 0 | 0 | 6896
7341 | 0 | 0 | 6896
7342 | 0 | 0 | 6895
7343 | 0 | 0 | 6892
7344 | 0 | 0 | 6891
7345 | 0 | 0 | 6890
7346 | 0 | 0 | 6890
7347 | 0 | 0 | 6889
7348 | 0 | 0 | 6889
7349 | 0 | 0 | 6889
7350 | 0 | 0 | 6886
7351 | 0 | 0 | 6885
7352 | 0 | 0 | 6885
7353 | 0 | 0 | 6884
7354 | 0 | 0 | 6881
7355 | 0 | 0 | 6881
7356 | 0 | 0 | 6879
7357 | 0 | 0 | 6879
7358 | 0 | 0 | 6878
7359 | 0 | 0 | 6877
7360 | 0 | 0 | 6876
7361 | 0 | 0 | 6868
7362 | 0 | 0 | 6866
7363 | 0 | 0 | 6859
7364 | 0 | 0 | 6858
7365 | 0 | 0 | 6857
7366 | 0 | 0 | 6857
7367 | 0 | 0 | 6857
7368 | 0 | 0 | 6856
7369 | 0 | 0 | 6853
7370 | 0 | 0 | 6850
7371 | 0 | 0 | 6848
7372 | 0 | 0 | 6847
7373 | 0 | 0 | 6843
7374 | 0 | 0 | 6840
7375 | 0 | 0 | 6840
7376 | 0 | 0 | 6840
7377 | 0 | 0 | 6836
7378 | 0 | 0 | 6833
7379 | 0 | 0 | 6833
7380 | 0 | 0 | 6831
7381 | 0 | 0 | 6829
7382 | 0 | 0 | 6825
7383 | 0 | 0 | 6822
7384 | 0 | 0 | 6822
7385 | 0 | 0 | 6821
7386 | 0 | 0 | 6820
7387 | 0 | 0 | 6819
7388 | 0 | 0 | 6819
7389 | 0 | 0 | 6818
7390 | 0 | 0 | 6814
7391 | 0 | 0 | 6813
7392 | 0 | 0 | 6813
7393 | 0 | 0 | 6813
7394 | 0 | 0 | 6811
7395 | 0 | 0 | 6810
7396 | 0 | 0 | 6809
7397 | 0 | 0 | 6809
7398 | 0 | 0 | 6809
7399 | 0 | 0 | 6808
7400 | 0 | 0 | 6806
7401 | 0 | 0 | 6803
7402 | 0 | 0 | 6803
7403 | 0 | 0 | 6802
7404 | 0 | 0 | 6800
7405 | 0 | 0 | 6799
7406 | 0 | 0 | 6797
7407 | 0 | 0 | 6796
7408 | 0 | 0 | 6795
7409 | 0 | 0 | 6795
7410 | 0 | 0 | 6795
7411 | 0 | 0 | 6794
7412 | 0 | 0 | 6793
7413 | 0 | 0 | 6792
7414 | 0 | 0 | 6790
7415 | 0 | 0 | 6789
7416 | 0 | 0 | 6789
7417 | 0 | 0 | 6789
7418 | 0 | 0 | 6786
7419 | 0 | 0 | 6783
7420 | 0 | 0 | 6782
7421 | 0 | 0 | 6781
7422 | 0 | 0 | 6780
7423 | 0 | 0 | 6777
7424 | 0 | 0 | 6777
7425 | 0 | 0 | 6776
7426 | 0 | 0 | 6776
7427 | 0 | 0 | 6775
7428 | 0 | 0 | 6766
7429 | 0 | 0 | 6764
7430 | 0 | 0 | 6763
7431 | 0 | 0 | 6762
7432 | 0 | 0 | 6761
7433 | 0 | 0 | 6760
7434 | 0 | 0 | 6760
7435 | 0 | 0 | 6759
7436 | 0 | 0 | 6758
7437 | 0 | 0 | 6758
7438 | 0 | 0 | 6758
7439 | 0 | 0 | 6758
7440 | 0 | 0 | 6757
7441 | 0 | 0 | 6756
7442 | 0 | 0 | 6753
7443 | 0 | 0 | 6753
7444 | 0 | 0 | 6750
7445 | 0 | 0 | 6747
7446 | 0 | 0 | 6746
7447 | 0 | 0 | 6745
7448 | 0 | 0 | 6743
7449 | 0 | 0 | 6742
7450 | 0 | 0 | 6740
7451 | 0 | 0 | 6736
7452 | 0 | 0 | 6734
7453 | 0 | 0 | 6734
7454 | 0 | 0 | 6733
7455 | 0 | 0 | 6732
7456 | 0 | 0 | 6729
7457 | 0 | 0 | 6727
7458 | 0 | 0 | 6726
7459 | 0 | 0 | 6722
7460 | 0 | 0 | 6721
7461 | 0 | 0 | 6716
7462 | 0 | 0 | 6716
7463 | 0 | 0 | 6715
7464 | 0 | 0 | 6713
7465 | 0 | 0 | 6712
7466 | 0 | 0 | 6712
7467 | 0 | 0 | 6712
7468 | 0 | 0 | 6710
7469 | 0 | 0 | 6707
7470 | 0 | 0 | 6707
7471 | 0 | 0 | 6707
7472 | 0 | 0 | 6704
7473 | 0 | 0 | 6703
7474 | 0 | 0 | 6703
7475 | 0 | 0 | 6702
7476 | 0 | 0 | 6700
7477 | 0 | 0 | 6700
7478 | 0 | 0 | 6699
7479 | 0 | 0 | 6696
7480 | 0 | 0 | 6695
7481 | 0 | 0 | 6690
7482 | 0 | 0 | 6689
7483 | 0 | 0 | 6687
7484 | 0 | 0 | 6686
7485 | 0 | 0 | 6685
7486 | 0 | 0 | 6683
7487 | 0 | 0 | 6683
7488 | 0 | 0 | 6683
7489 | 0 | 0 | 6682
7490 | 0 | 0 | 6679
7491 | 0 | 0 | 6678
7492 | 0 | 0 | 6676
7493 | 0 | 0 | 6674
7494 | 0 | 0 | 6673
7495 | 0 | 0 | 6667
7496 | 0 | 0 | 6667
7497 | 0 | 0 | 6667
7498 | 0 | 0 | 6667
7499 | 0 | 0 | 6666
7500 | 0 | 0 | 6665
7501 | 0 | 0 | 6664
7502 | 0 | 0 | 6663
7503 | 0 | 0 | 6661
7504 | 0 | 0 | 6659
7505 | 0 | 0 | 6655
7506 | 0 | 0 | 6655
7507 | 0 | 0 | 6654
7508 | 0 | 0 | 6653
7509 | 0 | 0 | 6653
7510 | 0 | 0 | 6650
7511 | 0 | 0 | 6649
7512 | 0 | 0 | 6642
7513 | 0 | 0 | 6642
7514 | 0 | 0 | 6639
7515 | 0 | 0 | 6636
7516 | 0 | 0 | 6636
7517 | 0 | 0 | 6628
7518 | 0 | 0 | 6626
7519 | 0 | 0 | 6623
7520 | 0 | 0 | 6621
7521 | 0 | 0 | 6620
7522 | 0 | 0 | 6620
7523 | 0 | 0 | 6617
7524 | 0 | 0 | 6614
7525 | 0 | 0 | 6614
7526 | 0 | 0 | 6613
7527 | 0 | 0 | 6613
7528 | 0 | 0 | 6612
7529 | 0 | 0 | 6610
7530 | 0 | 0 | 6610
7531 | 0 | 0 | 6607
7532 | 0 | 0 | 6607
7533 | 0 | 0 | 6607
7534 | 0 | 0 | 6605
7535 | 0 | 0 | 6604
7536 | 0 | 0 | 6604
7537 | 0 | 0 | 6603
7538 | 0 | 0 | 6600
7539 | 0 | 0 | 6598
7540 | 0 | 0 | 6597
7541 | 0 | 0 | 6594
7542 | 0 | 0 | 6592
7543 | 0 | 0 | 6591
7544 | 0 | 0 | 6591
7545 | 0 | 0 | 6590
7546 | 0 | 0 | 6586
7547 | 0 | 0 | 6584
7548 | 0 | 0 | 6582
7549 | 0 | 0 | 6578
7550 | 0 | 0 | 6578
7551 | 0 | 0 | 6577
7552 | 0 | 0 | 6576
7553 | 0 | 0 | 6575
7554 | 0 | 0 | 6574
7555 | 0 | 0 | 6572
7556 | 0 | 0 | 6572
7557 | 0 | 0 | 6567
7558 | 0 | 0 | 6566
7559 | 0 | 0 | 6562
7560 | 0 | 0 | 6562
7561 | 0 | 0 | 6558
7562 | 0 | 0 | 6558
7563 | 0 | 0 | 6556
7564 | 0 | 0 | 6555
7565 | 0 | 0 | 6554
7566 | 0 | 0 | 6552
7567 | 0 | 0 | 6549
7568 | 0 | 0 | 6549
7569 | 0 | 0 | 6548
7570 | 0 | 0 | 6548
7571 | 0 | 0 | 6548
7572 | 0 | 0 | 6547
7573 | 0 | 0 | 6547
7574 | 0 | 0 | 6546
7575 | 0 | 0 | 6545
7576 | 0 | 0 | 6544
7577 | 0 | 0 | 6544
7578 | 0 | 0 | 6544
7579 | 0 | 0 | 6542
7580 | 0 | 0 | 6539
7581 | 0 | 0 | 6538
7582 | 0 | 0 | 6538
7583 | 0 | 0 | 6538
7584 | 0 | 0 | 6537
7585 | 0 | 0 | 6536
7586 | 0 | 0 | 6533
7587 | 0 | 0 | 6533
7588 | 0 | 0 | 6533
7589 | 0 | 0 | 6532
7590 | 0 | 0 | 6531
7591 | 0 | 0 | 6529
7592 | 0 | 0 | 6529
7593 | 0 | 0 | 6528
7594 | 0 | 0 | 6526
7595 | 0 | 0 | 6526
7596 | 0 | 0 | 6525
7597 | 0 | 0 | 6524
7598 | 0 | 0 | 6523
7599 | 0 | 0 | 6517
7600 | 0 | 0 | 6514
7601 | 0 | 0 | 6512
7602 | 0 | 0 | 6511
7603 | 0 | 0 | 6509
7604 | 0 | 0 | 6508
7605 | 0 | 0 | 6507
7606 | 0 | 0 | 6506
7607 | 0 | 0 | 6506
7608 | 0 | 0 | 6505
7609 | 0 | 0 | 6505
7610 | 0 | 0 | 6505
7611 | 0 | 0 | 6504
7612 | 0 | 0 | 6504
7613 | 0 | 0 | 6502
7614 | 0 | 0 | 6502
7615 | 0 | 0 | 6501
7616 | 0 | 0 | 6496
7617 | 0 | 0 | 6494
7618 | 0 | 0 | 6493
7619 | 0 | 0 | 6492
7620 | 0 | 0 | 6489
7621 | 0 | 0 | 6488
7622 | 0 | 0 | 6488
7623 | 0 | 0 | 6486
7624 | 0 | 0 | 6486
7625 | 0 | 0 | 6482
7626 | 0 | 0 | 6482
7627 | 0 | 0 | 6479
7628 | 0 | 0 | 6479
7629 | 0 | 0 | 6478
7630 | 0 | 0 | 6478
7631 | 0 | 0 | 6478
7632 | 0 | 0 | 6478
7633 | 0 | 0 | 6473
7634 | 0 | 0 | 6473
7635 | 0 | 0 | 6471
7636 | 0 | 0 | 6470
7637 | 0 | 0 | 6470
7638 | 0 | 0 | 6460
7639 | 0 | 0 | 6459
7640 | 0 | 0 | 6459
7641 | 0 | 0 | 6458
7642 | 0 | 0 | 6457
7643 | 0 | 0 | 6455
7644 | 0 | 0 | 6454
7645 | 0 | 0 | 6454
7646 | 0 | 0 | 6453
7647 | 0 | 0 | 6452
7648 | 0 | 0 | 6452
7649 | 0 | 0 | 6452
7650 | 0 | 0 | 6449
7651 | 0 | 0 | 6447
7652 | 0 | 0 | 6447
7653 | 0 | 0 | 6447
7654 | 0 | 0 | 6446
7655 | 0 | 0 | 6446
7656 | 0 | 0 | 6445
7657 | 0 | 0 | 6443
7658 | 0 | 0 | 6443
7659 | 0 | 0 | 6440
7660 | 0 | 0 | 6439
7661 | 0 | 0 | 6430
7662 | 0 | 0 | 6430
7663 | 0 | 0 | 6424
7664 | 0 | 0 | 6423
7665 | 0 | 0 | 6422
7666 | 0 | 0 | 6421
7667 | 0 | 0 | 6416
7668 | 0 | 0 | 6415
7669 | 0 | 0 | 6409
7670 | 0 | 0 | 6408
7671 | 0 | 0 | 6406
7672 | 0 | 0 | 6406
7673 | 0 | 0 | 6404
7674 | 0 | 0 | 6404
7675 | 0 | 0 | 6403
7676 | 0 | 0 | 6400
7677 | 0 | 0 | 6400
7678 | 0 | 0 | 6397
7679 | 0 | 0 | 6397
7680 | 0 | 0 | 6397
7681 | 0 | 0 | 6397
7682 | 0 | 0 | 6396
7683 | 0 | 0 | 6394
7684 | 0 | 0 | 6393
7685 | 0 | 0 | 6393
7686 | 0 | 0 | 6392
7687 | 0 | 0 | 6388
7688 | 0 | 0 | 6388
7689 | 0 | 0 | 6388
7690 | 0 | 0 | 6387
7691 | 0 | 0 | 6386
7692 | 0 | 0 | 6379
7693 | 0 | 0 | 6378
7694 | 0 | 0 | 6374
7695 | 0 | 0 | 6371
7696 | 0 | 0 | 6371
7697 | 0 | 0 | 6369
7698 | 0 | 0 | 6367
7699 | 0 | 0 | 6364
7700 | 0 | 0 | 6364
7701 | 0 | 0 | 6364
7702 | 0 | 0 | 6361
7703 | 0 | 0 | 6361
7704 | 0 | 0 | 6361
7705 | 0 | 0 | 6356
7706 | 0 | 0 | 6356
7707 | 0 | 0 | 6355
7708 | 0 | 0 | 6352
7709 | 0 | 0 | 6345
7710 | 0 | 0 | 6343
7711 | 0 | 0 | 6343
7712 | 0 | 0 | 6339
7713 | 0 | 0 | 6336
7714 | 0 | 0 | 6334
7715 | 0 | 0 | 6334
7716 | 0 | 0 | 6328
7717 | 0 | 0 | 6327
7718 | 0 | 0 | 6326
7719 | 0 | 0 | 6325
7720 | 0 | 0 | 6320
7721 | 0 | 0 | 6320
7722 | 0 | 0 | 6316
7723 | 0 | 0 | 6315
7724 | 0 | 0 | 6310
7725 | 0 | 0 | 6308
7726 | 0 | 0 | 6308
7727 | 0 | 0 | 6305
7728 | 0 | 0 | 6303
7729 | 0 | 0 | 6301
7730 | 0 | 0 | 6301
7731 | 0 | 0 | 6301
7732 | 0 | 0 | 6300
7733 | 0 | 0 | 6296
7734 | 0 | 0 | 6291
7735 | 0 | 0 | 6289
7736 | 0 | 0 | 6287
7737 | 0 | 0 | 6285
7738 | 0 | 0 | 6282
7739 | 0 | 0 | 6280
7740 | 0 | 0 | 6278
7741 | 0 | 0 | 6277
7742 | 0 | 0 | 6277
7743 | 0 | 0 | 6276
7744 | 0 | 0 | 6272
7745 | 0 | 0 | 6270
7746 | 0 | 0 | 6267
7747 | 0 | 0 | 6267
7748 | 0 | 0 | 6266
7749 | 0 | 0 | 6265
7750 | 0 | 0 | 6265
7751 | 0 | 0 | 6263
7752 | 0 | 0 | 6262
7753 | 0 | 0 | 6261
7754 | 0 | 0 | 6259
7755 | 0 | 0 | 6257
7756 | 0 | 0 | 6257
7757 | 0 | 0 | 6256
7758 | 0 | 0 | 6255
7759 | 0 | 0 | 6253
7760 | 0 | 0 | 6253
7761 | 0 | 0 | 6252
7762 | 0 | 0 | 6252
7763 | 0 | 0 | 6251
7764 | 0 | 0 | 6248
7765 | 0 | 0 | 6243
7766 | 0 | 0 | 6242
7767 | 0 | 0 | 6240
7768 | 0 | 0 | 6238
7769 | 0 | 0 | 6237
7770 | 0 | 0 | 6234
7771 | 0 | 0 | 6233
7772 | 0 | 0 | 6233
7773 | 0 | 0 | 6232
7774 | 0 | 0 | 6231
7775 | 0 | 0 | 6230
7776 | 0 | 0 | 6230
7777 | 0 | 0 | 6229
7778 | 0 | 0 | 6227
7779 | 0 | 0 | 6219
7780 | 0 | 0 | 6217
7781 | 0 | 0 | 6217
7782 | 0 | 0 | 6217
7783 | 0 | 0 | 6217
7784 | 0 | 0 | 6214
7785 | 0 | 0 | 6213
7786 | 0 | 0 | 6209
7787 | 0 | 0 | 6208
7788 | 0 | 0 | 6208
7789 | 0 | 0 | 6202
7790 | 0 | 0 | 6200
7791 | 0 | 0 | 6198
7792 | 0 | 0 | 6190
7793 | 0 | 0 | 6189
7794 | 0 | 0 | 6186
7795 | 0 | 0 | 6185
7796 | 0 | 0 | 6183
7797 | 0 | 0 | 6182
7798 | 0 | 0 | 6178
7799 | 0 | 0 | 6177
7800 | 0 | 0 | 6176
7801 | 0 | 0 | 6175
7802 | 0 | 0 | 6173
7803 | 0 | 0 | 6173
7804 | 0 | 0 | 6171
7805 | 0 | 0 | 6171
7806 | 0 | 0 | 6169
7807 | 0 | 0 | 6168
7808 | 0 | 0 | 6167
7809 | 0 | 0 | 6163
7810 | 0 | 0 | 6163
7811 | 0 | 0 | 6161
7812 | 0 | 0 | 6161
7813 | 0 | 0 | 6161
7814 | 0 | 0 | 6160
7815 | 0 | 0 | 6159
7816 | 0 | 0 | 6159
7817 | 0 | 0 | 6159
7818 | 0 | 0 | 6158
7819 | 0 | 0 | 6158
7820 | 0 | 0 | 6153
7821 | 0 | 0 | 6152
7822 | 0 | 0 | 6152
7823 | 0 | 0 | 6150
7824 | 0 | 0 | 6150
7825 | 0 | 0 | 6150
7826 | 0 | 0 | 6149
7827 | 0 | 0 | 6147
7828 | 0 | 0 | 6147
7829 | 0 | 0 | 6145
7830 | 0 | 0 | 6145
7831 | 0 | 0 | 6145
7832 | 0 | 0 | 6144
7833 | 0 | 0 | 6142
7834 | 0 | 0 | 6140
7835 | 0 | 0 | 6140
7836 | 0 | 0 | 6134
7837 | 0 | 0 | 6128
7838 | 0 | 0 | 6127
7839 | 0 | 0 | 6124
7840 | 0 | 0 | 6123
7841 | 0 | 0 | 6122
7842 | 0 | 0 | 6119
7843 | 0 | 0 | 6118
7844 | 0 | 0 | 6118
7845 | 0 | 0 | 6115
7846 | 0 | 0 | 6113
7847 | 0 | 0 | 6112
7848 | 0 | 0 | 6109
7849 | 0 | 0 | 6107
7850 | 0 | 0 | 6106
7851 | 0 | 0 | 6106
7852 | 0 | 0 | 6098
7853 | 0 | 0 | 6098
7854 | 0 | 0 | 6096
7855 | 0 | 0 | 6095
7856 | 0 | 0 | 6095
7857 | 0 | 0 | 6092
7858 | 0 | 0 | 6092
7859 | 0 | 0 | 6092
7860 | 0 | 0 | 6092
7861 | 0 | 0 | 6091
7862 | 0 | 0 | 6091
7863 | 0 | 0 | 6089
7864 | 0 | 0 | 6087
7865 | 0 | 0 | 6086
7866 | 0 | 0 | 6086
7867 | 0 | 0 | 6085
7868 | 0 | 0 | 6083
7869 | 0 | 0 | 6080
7870 | 0 | 0 | 6078
7871 | 0 | 0 | 6078
7872 | 0 | 0 | 6078
7873 | 0 | 0 | 6077
7874 | 0 | 0 | 6076
7875 | 0 | 0 | 6073
7876 | 0 | 0 | 6072
7877 | 0 | 0 | 6071
7878 | 0 | 0 | 6070
7879 | 0 | 0 | 6068
7880 | 0 | 0 | 6067
7881 | 0 | 0 | 6067
7882 | 0 | 0 | 6065
7883 | 0 | 0 | 6065
7884 | 0 | 0 | 6062
7885 | 0 | 0 | 6061
7886 | 0 | 0 | 6060
7887 | 0 | 0 | 6060
7888 | 0 | 0 | 6059
7889 | 0 | 0 | 6055
7890 | 0 | 0 | 6054
7891 | 0 | 0 | 6051
7892 | 0 | 0 | 6050
7893 | 0 | 0 | 6049
7894 | 0 | 0 | 6047
7895 | 0 | 0 | 6044
7896 | 0 | 0 | 6041
7897 | 0 | 0 | 6040
7898 | 0 | 0 | 6039
7899 | 0 | 0 | 6039
7900 | 0 | 0 | 6036
7901 | 0 | 0 | 6036
7902 | 0 | 0 | 6036
7903 | 0 | 0 | 6034
7904 | 0 | 0 | 6033
7905 | 0 | 0 | 6032
7906 | 0 | 0 | 6027
7907 | 0 | 0 | 6026
7908 | 0 | 0 | 6024
7909 | 0 | 0 | 6022
7910 | 0 | 0 | 6021
7911 | 0 | 0 | 6019
7912 | 0 | 0 | 6019
7913 | 0 | 0 | 6018
7914 | 0 | 0 | 6014
7915 | 0 | 0 | 6013
7916 | 0 | 0 | 6010
7917 | 0 | 0 | 6010
7918 | 0 | 0 | 6010
7919 | 0 | 0 | 6008
7920 | 0 | 0 | 6003
7921 | 0 | 0 | 6001
7922 | 0 | 0 | 5999
7923 | 0 | 0 | 5997
7924 | 0 | 0 | 5996
7925 | 0 | 0 | 5996
7926 | 0 | 0 | 5991
7927 | 0 | 0 | 5989
7928 | 0 | 0 | 5988
7929 | 0 | 0 | 5987
7930 | 0 | 0 | 5987
7931 | 0 | 0 | 5986
7932 | 0 | 0 | 5985
7933 | 0 | 0 | 5979
7934 | 0 | 0 | 5977
7935 | 0 | 0 | 5977
7936 | 0 | 0 | 5977
7937 | 0 | 0 | 5976
7938 | 0 | 0 | 5970
7939 | 0 | 0 | 5969
7940 | 0 | 0 | 5968
7941 | 0 | 0 | 5968
7942 | 0 | 0 | 5967
7943 | 0 | 0 | 5962
7944 | 0 | 0 | 5960
7945 | 0 | 0 | 5960
7946 | 0 | 0 | 5956
7947 | 0 | 0 | 5956
7948 | 0 | 0 | 5953
7949 | 0 | 0 | 5951
7950 | 0 | 0 | 5950
7951 | 0 | 0 | 5948
7952 | 0 | 0 | 5946
7953 | 0 | 0 | 5946
7954 | 0 | 0 | 5946
7955 | 0 | 0 | 5946
7956 | 0 | 0 | 5945
7957 | 0 | 0 | 5944
7958 | 0 | 0 | 5940
7959 | 0 | 0 | 5939
7960 | 0 | 0 | 5939
7961 | 0 | 0 | 5937
7962 | 0 | 0 | 5933
7963 | 0 | 0 | 5933
7964 | 0 | 0 | 5931
7965 | 0 | 0 | 5930
7966 | 0 | 0 | 5930
7967 | 0 | 0 | 5929
7968 | 0 | 0 | 5923
7969 | 0 | 0 | 5923
7970 | 0 | 0 | 5922
7971 | 0 | 0 | 5921
7972 | 0 | 0 | 5920
7973 | 0 | 0 | 5917
7974 | 0 | 0 | 5915
7975 | 0 | 0 | 5914
7976 | 0 | 0 | 5913
7977 | 0 | 0 | 5911
7978 | 0 | 0 | 5909
7979 | 0 | 0 | 5908
7980 | 0 | 0 | 5908
7981 | 0 | 0 | 5906
7982 | 0 | 0 | 5905
7983 | 0 | 0 | 5902
7984 | 0 | 0 | 5900
7985 | 0 | 0 | 5900
7986 | 0 | 0 | 5896
7987 | 0 | 0 | 5893
7988 | 0 | 0 | 5892
7989 | 0 | 0 | 5892
7990 | 0 | 0 | 5891
7991 | 0 | 0 | 5891
7992 | 0 | 0 | 5889
7993 | 0 | 0 | 5889
7994 | 0 | 0 | 5888
7995 | 0 | 0 | 5887
7996 | 0 | 0 | 5885
7997 | 0 | 0 | 5880
7998 | 0 | 0 | 5879
7999 | 0 | 0 | 5875
8000 | 0 | 0 | 5873
8001 | 0 | 0 | 5872
8002 | 0 | 0 | 5871
8003 | 0 | 0 | 5868
8004 | 0 | 0 | 5868
8005 | 0 | 0 | 5866
8006 | 0 | 0 | 5862
8007 | 0 | 0 | 5862
8008 | 0 | 0 | 5860
8009 | 0 | 0 | 5860
8010 | 0 | 0 | 5859
8011 | 0 | 0 | 5858
8012 | 0 | 0 | 5858
8013 | 0 | 0 | 5857
8014 | 0 | 0 | 5855
8015 | 0 | 0 | 5851
8016 | 0 | 0 | 5850
8017 | 0 | 0 | 5850
8018 | 0 | 0 | 5850
8019 | 0 | 0 | 5849
8020 | 0 | 0 | 5848
8021 | 0 | 0 | 5846
8022 | 0 | 0 | 5846
8023 | 0 | 0 | 5845
8024 | 0 | 0 | 5844
8025 | 0 | 0 | 5840
8026 | 0 | 0 | 5838
8027 | 0 | 0 | 5838
8028 | 0 | 0 | 5838
8029 | 0 | 0 | 5834
8030 | 0 | 0 | 5834
8031 | 0 | 0 | 5832
8032 | 0 | 0 | 5832
8033 | 0 | 0 | 5831
8034 | 0 | 0 | 5827
8035 | 0 | 0 | 5826
8036 | 0 | 0 | 5824
8037 | 0 | 0 | 5822
8038 | 0 | 0 | 5822
8039 | 0 | 0 | 5822
8040 | 0 | 0 | 5821
8041 | 0 | 0 | 5819
8042 | 0 | 0 | 5818
8043 | 0 | 0 | 5817
8044 | 0 | 0 | 5811
8045 | 0 | 0 | 5810
8046 | 0 | 0 | 5805
8047 | 0 | 0 | 5803
8048 | 0 | 0 | 5802
8049 | 0 | 0 | 5801
8050 | 0 | 0 | 5799
8051 | 0 | 0 | 5798
8052 | 0 | 0 | 5798
8053 | 0 | 0 | 5793
8054 | 0 | 0 | 5793
8055 | 0 | 0 | 5793
8056 | 0 | 0 | 5791
8057 | 0 | 0 | 5789
8058 | 0 | 0 | 5783
8059 | 0 | 0 | 5782
8060 | 0 | 0 | 5782
8061 | 0 | 0 | 5782
8062 | 0 | 0 | 5779
8063 | 0 | 0 | 5776
8064 | 0 | 0 | 5775
8065 | 0 | 0 | 5774
8066 | 0 | 0 | 5773
8067 | 0 | 0 | 5772
8068 | 0 | 0 | 5772
8069 | 0 | 0 | 5772
8070 | 0 | 0 | 5766
8071 | 0 | 0 | 5766
8072 | 0 | 0 | 5766
8073 | 0 | 0 | 5765
8074 | 0 | 0 | 5765
8075 | 0 | 0 | 5757
8076 | 0 | 0 | 5757
8077 | 0 | 0 | 5756
8078 | 0 | 0 | 5753
8079 | 0 | 0 | 5752
8080 | 0 | 0 | 5752
8081 | 0 | 0 | 5750
8082 | 0 | 0 | 5749
8083 | 0 | 0 | 5747
8084 | 0 | 0 | 5744
8085 | 0 | 0 | 5744
8086 | 0 | 0 | 5743
8087 | 0 | 0 | 5740
8088 | 0 | 0 | 5739
8089 | 0 | 0 | 5737
8090 | 0 | 0 | 5733
8091 | 0 | 0 | 5732
8092 | 0 | 0 | 5730
8093 | 0 | 0 | 5728
8094 | 0 | 0 | 5728
8095 | 0 | 0 | 5724
8096 | 0 | 0 | 5721
8097 | 0 | 0 | 5718
8098 | 0 | 0 | 5717
8099 | 0 | 0 | 5716
8100 | 0 | 0 | 5714
8101 | 0 | 0 | 5709
8102 | 0 | 0 | 5706
8103 | 0 | 0 | 5703
8104 | 0 | 0 | 5701
8105 | 0 | 0 | 5700
8106 | 0 | 0 | 5700
8107 | 0 | 0 | 5699
8108 | 0 | 0 | 5698
8109 | 0 | 0 | 5698
8110 | 0 | 0 | 5697
8111 | 0 | 0 | 5695
8112 | 0 | 0 | 5690
8113 | 0 | 0 | 5686
8114 | 0 | 0 | 5686
8115 | 0 | 0 | 5684
8116 | 0 | 0 | 5684
8117 | 0 | 0 | 5682
8118 | 0 | 0 | 5680
8119 | 0 | 0 | 5679
8120 | 0 | 0 | 5674
8121 | 0 | 0 | 5673
8122 | 0 | 0 | 5672
8123 | 0 | 0 | 5672
8124 | 0 | 0 | 5672
8125 | 0 | 0 | 5671
8126 | 0 | 0 | 5671
8127 | 0 | 0 | 5670
8128 | 0 | 0 | 5669
8129 | 0 | 0 | 5666
8130 | 0 | 0 | 5662
8131 | 0 | 0 | 5661
8132 | 0 | 0 | 5660
8133 | 0 | 0 | 5658
8134 | 0 | 0 | 5657
8135 | 0 | 0 | 5656
8136 | 0 | 0 | 5651
8137 | 0 | 0 | 5650
8138 | 0 | 0 | 5643
8139 | 0 | 0 | 5640
8140 | 0 | 0 | 5627
8141 | 0 | 0 | 5624
8142 | 0 | 0 | 5623
8143 | 0 | 0 | 5616
8144 | 0 | 0 | 5616
8145 | 0 | 0 | 5613
8146 | 0 | 0 | 5611
8147 | 0 | 0 | 5611
8148 | 0 | 0 | 5606
8149 | 0 | 0 | 5606
8150 | 0 | 0 | 5606
8151 | 0 | 0 | 5605
8152 | 0 | 0 | 5603
8153 | 0 | 0 | 5597
8154 | 0 | 0 | 5596
8155 | 0 | 0 | 5596
8156 | 0 | 0 | 5596
8157 | 0 | 0 | 5594
8158 | 0 | 0 | 5594
8159 | 0 | 0 | 5593
8160 | 0 | 0 | 5592
8161 | 0 | 0 | 5592
8162 | 0 | 0 | 5591
8163 | 0 | 0 | 5591
8164 | 0 | 0 | 5589
8165 | 0 | 0 | 5586
8166 | 0 | 0 | 5585
8167 | 0 | 0 | 5584
8168 | 0 | 0 | 5583
8169 | 0 | 0 | 5582
8170 | 0 | 0 | 5581
8171 | 0 | 0 | 5581
8172 | 0 | 0 | 5580
8173 | 0 | 0 | 5579
8174 | 0 | 0 | 5579
8175 | 0 | 0 | 5578
8176 | 0 | 0 | 5577
8177 | 0 | 0 | 5575
8178 | 0 | 0 | 5572
8179 | 0 | 0 | 5564
8180 | 0 | 0 | 5560
8181 | 0 | 0 | 5559
8182 | 0 | 0 | 5559
8183 | 0 | 0 | 5552
8184 | 0 | 0 | 5550
8185 | 0 | 0 | 5550
8186 | 0 | 0 | 5543
8187 | 0 | 0 | 5537
8188 | 0 | 0 | 5536
8189 | 0 | 0 | 5534
8190 | 0 | 0 | 5530
8191 | 0 | 0 | 5529
8192 | 0 | 0 | 5526
8193 | 0 | 0 | 5525
8194 | 0 | 0 | 5523
8195 | 0 | 0 | 5523
8196 | 0 | 0 | 5523
8197 | 0 | 0 | 5522
8198 | 0 | 0 | 5521
8199 | 0 | 0 | 5519
8200 | 0 | 0 | 5519
8201 | 0 | 0 | 5514
8202 | 0 | 0 | 5514
8203 | 0 | 0 | 5512
8204 | 0 | 0 | 5505
8205 | 0 | 0 | 5505
8206 | 0 | 0 | 5503
8207 | 0 | 0 | 5500
8208 | 0 | 0 | 5500
8209 | 0 | 0 | 5497
8210 | 0 | 0 | 5496
8211 | 0 | 0 | 5495
8212 | 0 | 0 | 5492
8213 | 0 | 0 | 5492
8214 | 0 | 0 | 5489
8215 | 0 | 0 | 5489
8216 | 0 | 0 | 5488
8217 | 0 | 0 | 5485
8218 | 0 | 0 | 5483
8219 | 0 | 0 | 5483
8220 | 0 | 0 | 5480
8221 | 0 | 0 | 5478
8222 | 0 | 0 | 5475
8223 | 0 | 0 | 5474
8224 | 0 | 0 | 5474
8225 | 0 | 0 | 5469
8226 | 0 | 0 | 5468
8227 | 0 | 0 | 5464
8228 | 0 | 0 | 5463
8229 | 0 | 0 | 5462
8230 | 0 | 0 | 5456
8231 | 0 | 0 | 5455
8232 | 0 | 0 | 5454
8233 | 0 | 0 | 5454
8234 | 0 | 0 | 5452
8235 | 0 | 0 | 5451
8236 | 0 | 0 | 5449
8237 | 0 | 0 | 5449
8238 | 0 | 0 | 5448
8239 | 0 | 0 | 5444
8240 | 0 | 0 | 5442
8241 | 0 | 0 | 5442
8242 | 0 | 0 | 5439
8243 | 0 | 0 | 5436
8244 | 0 | 0 | 5436
8245 | 0 | 0 | 5433
8246 | 0 | 0 | 5430
8247 | 0 | 0 | 5427
8248 | 0 | 0 | 5421
8249 | 0 | 0 | 5420
8250 | 0 | 0 | 5420
8251 | 0 | 0 | 5420
8252 | 0 | 0 | 5416
8253 | 0 | 0 | 5414
8254 | 0 | 0 | 5412
8255 | 0 | 0 | 5411
8256 | 0 | 0 | 5410
8257 | 0 | 0 | 5406
8258 | 0 | 0 | 5405
8259 | 0 | 0 | 5403
8260 | 0 | 0 | 5402
8261 | 0 | 0 | 5401
8262 | 0 | 0 | 5401
8263 | 0 | 0 | 5399
8264 | 0 | 0 | 5398
8265 | 0 | 0 | 5397
8266 | 0 | 0 | 5396
8267 | 0 | 0 | 5391
8268 | 0 | 0 | 5390
8269 | 0 | 0 | 5383
8270 | 0 | 0 | 5377
8271 | 0 | 0 | 5374
8272 | 0 | 0 | 5374
8273 | 0 | 0 | 5371
8274 | 0 | 0 | 5368
8275 | 0 | 0 | 5363
8276 | 0 | 0 | 5363
8277 | 0 | 0 | 5359
8278 | 0 | 0 | 5354
8279 | 0 | 0 | 5352
8280 | 0 | 0 | 5351
8281 | 0 | 0 | 5347
8282 | 0 | 0 | 5346
8283 | 0 | 0 | 5343
8284 | 0 | 0 | 5341
8285 | 0 | 0 | 5340
8286 | 0 | 0 | 5338
8287 | 0 | 0 | 5335
8288 | 0 | 0 | 5334
8289 | 0 | 0 | 5334
8290 | 0 | 0 | 5332
8291 | 0 | 0 | 5331
8292 | 0 | 0 | 5328
8293 | 0 | 0 | 5327
8294 | 0 | 0 | 5323
8295 | 0 | 0 | 5322
8296 | 0 | 0 | 5321
8297 | 0 | 0 | 5320
8298 | 0 | 0 | 5320
8299 | 0 | 0 | 5318
8300 | 0 | 0 | 5316
8301 | 0 | 0 | 5312
8302 | 0 | 0 | 5308
8303 | 0 | 0 | 5307
8304 | 0 | 0 | 5305
8305 | 0 | 0 | 5304
8306 | 0 | 0 | 5304
8307 | 0 | 0 | 5304
8308 | 0 | 0 | 5300
8309 | 0 | 0 | 5298
8310 | 0 | 0 | 5297
8311 | 0 | 0 | 5297
8312 | 0 | 0 | 5295
8313 | 0 | 0 | 5291
8314 | 0 | 0 | 5285
8315 | 0 | 0 | 5283
8316 | 0 | 0 | 5282
8317 | 0 | 0 | 5281
8318 | 0 | 0 | 5280
8319 | 0 | 0 | 5275
8320 | 0 | 0 | 5270
8321 | 0 | 0 | 5269
8322 | 0 | 0 | 5266
8323 | 0 | 0 | 5264
8324 | 0 | 0 | 5259
8325 | 0 | 0 | 5259
8326 | 0 | 0 | 5258
8327 | 0 | 0 | 5256
8328 | 0 | 0 | 5254
8329 | 0 | 0 | 5254
8330 | 0 | 0 | 5252
8331 | 0 | 0 | 5251
8332 | 0 | 0 | 5244
8333 | 0 | 0 | 5242
8334 | 0 | 0 | 5241
8335 | 0 | 0 | 5237
8336 | 0 | 0 | 5235
8337 | 0 | 0 | 5234
8338 | 0 | 0 | 5230
8339 | 0 | 0 | 5226
8340 | 0 | 0 | 5222
8341 | 0 | 0 | 5221
8342 | 0 | 0 | 5219
8343 | 0 | 0 | 5217
8344 | 0 | 0 | 5211
8345 | 0 | 0 | 5209
8346 | 0 | 0 | 5206
8347 | 0 | 0 | 5204
8348 | 0 | 0 | 5204
8349 | 0 | 0 | 5199
8350 | 0 | 0 | 5198
8351 | 0 | 0 | 5198
8352 | 0 | 0 | 5197
8353 | 0 | 0 | 5196
8354 | 0 | 0 | 5195
8355 | 0 | 0 | 5194
8356 | 0 | 0 | 5192
8357 | 0 | 0 | 5188
8358 | 0 | 0 | 5188
8359 | 0 | 0 | 5184
8360 | 0 | 0 | 5181
8361 | 0 | 0 | 5178
8362 | 0 | 0 | 5178
8363 | 0 | 0 | 5173
8364 | 0 | 0 | 5167
8365 | 0 | 0 | 5165
8366 | 0 | 0 | 5164
8367 | 0 | 0 | 5161
8368 | 0 | 0 | 5161
8369 | 0 | 0 | 5158
8370 | 0 | 0 | 5145
8371 | 0 | 0 | 5144
8372 | 0 | 0 | 5144
8373 | 0 | 0 | 5141
8374 | 0 | 0 | 5138
8375 | 0 | 0 | 5138
8376 | 0 | 0 | 5131
8377 | 0 | 0 | 5131
8378 | 0 | 0 | 5130
8379 | 0 | 0 | 5125
8380 | 0 | 0 | 5123
8381 | 0 | 0 | 5123
8382 | 0 | 0 | 5111
8383 | 0 | 0 | 5111
8384 | 0 | 0 | 5107
8385 | 0 | 0 | 5101
8386 | 0 | 0 | 5100
8387 | 0 | 0 | 5096
8388 | 0 | 0 | 5094
8389 | 0 | 0 | 5094
8390 | 0 | 0 | 5091
8391 | 0 | 0 | 5088
8392 | 0 | 0 | 5087
8393 | 0 | 0 | 5082
8394 | 0 | 0 | 5080
8395 | 0 | 0 | 5078
8396 | 0 | 0 | 5078
8397 | 0 | 0 | 5077
8398 | 0 | 0 | 5069
8399 | 0 | 0 | 5068
8400 | 0 | 0 | 5068
8401 | 0 | 0 | 5068
8402 | 0 | 0 | 5067
8403 | 0 | 0 | 5063
8404 | 0 | 0 | 5063
8405 | 0 | 0 | 5063
8406 | 0 | 0 | 5060
8407 | 0 | 0 | 5060
8408 | 0 | 0 | 5059
8409 | 0 | 0 | 5059
8410 | 0 | 0 | 5051
8411 | 0 | 0 | 5049
8412 | 0 | 0 | 5043
8413 | 0 | 0 | 5037
8414 | 0 | 0 | 5034
8415 | 0 | 0 | 5033
8416 | 0 | 0 | 5027
8417 | 0 | 0 | 5026
8418 | 0 | 0 | 5008
8419 | 0 | 0 | 5007
8420 | 0 | 0 | 4998
8421 | 0 | 0 | 4998
8422 | 0 | 0 | 4997
8423 | 0 | 0 | 4997
8424 | 0 | 0 | 4994
8425 | 0 | 0 | 4986
8426 | 0 | 0 | 4984
8427 | 0 | 0 | 4982
8428 | 0 | 0 | 4979
8429 | 0 | 0 | 4978
8430 | 0 | 0 | 4976
8431 | 0 | 0 | 4975
8432 | 0 | 0 | 4974
8433 | 0 | 0 | 4972
8434 | 0 | 0 | 4970
8435 | 0 | 0 | 4970
8436 | 0 | 0 | 4966
8437 | 0 | 0 | 4964
8438 | 0 | 0 | 4964
8439 | 0 | 0 | 4964
8440 | 0 | 0 | 4959
8441 | 0 | 0 | 4957
8442 | 0 | 0 | 4952
8443 | 0 | 0 | 4949
8444 | 0 | 0 | 4948
8445 | 0 | 0 | 4947
8446 | 0 | 0 | 4947
8447 | 0 | 0 | 4947
8448 | 0 | 0 | 4942
8449 | 0 | 0 | 4937
8450 | 0 | 0 | 4937
8451 | 0 | 0 | 4935
8452 | 0 | 0 | 4933
8453 | 0 | 0 | 4931
8454 | 0 | 0 | 4928
8455 | 0 | 0 | 4928
8456 | 0 | 0 | 4926
8457 | 0 | 0 | 4925
8458 | 0 | 0 | 4915
8459 | 0 | 0 | 4913
8460 | 0 | 0 | 4913
8461 | 0 | 0 | 4913
8462 | 0 | 0 | 4909
8463 | 0 | 0 | 4899
8464 | 0 | 0 | 4893
8465 | 0 | 0 | 4891
8466 | 0 | 0 | 4886
8467 | 0 | 0 | 4885
8468 | 0 | 0 | 4882
8469 | 0 | 0 | 4875
8470 | 0 | 0 | 4874
8471 | 0 | 0 | 4872
8472 | 0 | 0 | 4868
8473 | 0 | 0 | 4868
8474 | 0 | 0 | 4866
8475 | 0 | 0 | 4863
8476 | 0 | 0 | 4862
8477 | 0 | 0 | 4859
8478 | 0 | 0 | 4857
8479 | 0 | 0 | 4857
8480 | 0 | 0 | 4852
8481 | 0 | 0 | 4848
8482 | 0 | 0 | 4845
8483 | 0 | 0 | 4845
8484 | 0 | 0 | 4844
8485 | 0 | 0 | 4841
8486 | 0 | 0 | 4832
8487 | 0 | 0 | 4831
8488 | 0 | 0 | 4828
8489 | 0 | 0 | 4814
8490 | 0 | 0 | 4814
8491 | 0 | 0 | 4813
8492 | 0 | 0 | 4809
8493 | 0 | 0 | 4809
8494 | 0 | 0 | 4803
8495 | 0 | 0 | 4802
8496 | 0 | 0 | 4793
8497 | 0 | 0 | 4790
8498 | 0 | 0 | 4788
8499 | 0 | 0 | 4780
8500 | 0 | 0 | 4770
8501 | 0 | 0 | 4764
8502 | 0 | 0 | 4764
8503 | 0 | 0 | 4759
8504 | 0 | 0 | 4752
8505 | 0 | 0 | 4740
8506 | 0 | 0 | 4729
8507 | 0 | 0 | 4720
8508 | 0 | 0 | 4719
8509 | 0 | 0 | 4715
8510 | 0 | 0 | 4715
8511 | 0 | 0 | 4710
8512 | 0 | 0 | 4708
8513 | 0 | 0 | 4706
8514 | 0 | 0 | 4705
8515 | 0 | 0 | 4702
8516 | 0 | 0 | 4697
8517 | 0 | 0 | 4695
8518 | 0 | 0 | 4693
8519 | 0 | 0 | 4692
8520 | 0 | 0 | 4685
8521 | 0 | 0 | 4683
8522 | 0 | 0 | 4676
8523 | 0 | 0 | 4670
8524 | 0 | 0 | 4663
8525 | 0 | 0 | 4663
8526 | 0 | 0 | 4663
8527 | 0 | 0 | 4661
8528 | 0 | 0 | 4656
8529 | 0 | 0 | 4655
8530 | 0 | 0 | 4652
8531 | 0 | 0 | 4649
8532 | 0 | 0 | 4646
8533 | 0 | 0 | 4633
8534 | 0 | 0 | 4631
8535 | 0 | 0 | 4625
8536 | 0 | 0 | 4620
8537 | 0 | 0 | 4611
8538 | 0 | 0 | 4608
8539 | 0 | 0 | 4605
8540 | 0 | 0 | 4601
8541 | 0 | 0 | 4598
8542 | 0 | 0 | 4594
8543 | 0 | 0 | 4593
8544 | 0 | 0 | 4592
8545 | 0 | 0 | 4591
8546 | 0 | 0 | 4591
8547 | 0 | 0 | 4590
8548 | 0 | 0 | 4581
8549 | 0 | 0 | 4578
8550 | 0 | 0 | 4573
8551 | 0 | 0 | 4572
8552 | 0 | 0 | 4567
8553 | 0 | 0 | 4566
8554 | 0 | 0 | 4565
8555 | 0 | 0 | 4565
8556 | 0 | 0 | 4556
8557 | 0 | 0 | 4553
8558 | 0 | 0 | 4550
8559 | 0 | 0 | 4547
8560 | 0 | 0 | 4545
8561 | 0 | 0 | 4530
8562 | 0 | 0 | 4527
8563 | 0 | 0 | 4526
8564 | 0 | 0 | 4521
8565 | 0 | 0 | 4520
8566 | 0 | 0 | 4519
8567 | 0 | 0 | 4510
8568 | 0 | 0 | 4509
8569 | 0 | 0 | 4506
8570 | 0 | 0 | 4501
8571 | 0 | 0 | 4497
8572 | 0 | 0 | 4493
8573 | 0 | 0 | 4490
8574 | 0 | 0 | 4486
8575 | 0 | 0 | 4486
8576 | 0 | 0 | 4483
8577 | 0 | 0 | 4470
8578 | 0 | 0 | 4469
8579 | 0 | 0 | 4468
8580 | 0 | 0 | 4467
8581 | 0 | 0 | 4463
8582 | 0 | 0 | 4456
8583 | 0 | 0 | 4454
8584 | 0 | 0 | 4453
8585 | 0 | 0 | 4446
8586 | 0 | 0 | 4443
8587 | 0 | 0 | 4440
8588 | 0 | 0 | 4437
8589 | 0 | 0 | 4431
8590 | 0 | 0 | 4412
8591 | 0 | 0 | 4409
8592 | 0 | 0 | 4404
8593 | 0 | 0 | 4403
8594 | 0 | 0 | 4402
8595 | 0 | 0 | 4396
8596 | 0 | 0 | 4392
8597 | 0 | 0 | 4383
8598 | 0 | 0 | 4380
8599 | 0 | 0 | 4369
8600 | 0 | 0 | 4342
8601 | 0 | 0 | 4335
8602 | 0 | 0 | 4325
8603 | 0 | 0 | 4320
8604 | 0 | 0 | 4315
8605 | 0 | 0 | 4312
8606 | 0 | 0 | 4310
8607 | 0 | 0 | 4310
8608 | 0 | 0 | 4305
8609 | 0 | 0 | 4303
8610 | 0 | 0 | 4301
8611 | 0 | 0 | 4291
8612 | 0 | 0 | 4286
8613 | 0 | 0 | 4276
8614 | 0 | 0 | 4276
8615 | 0 | 0 | 4275
8616 | 0 | 0 | 4253
8617 | 0 | 0 | 4248
8618 | 0 | 0 | 4246
8619 | 0 | 0 | 4244
8620 | 0 | 0 | 4241
8621 | 0 | 0 | 4240
8622 | 0 | 0 | 4238
8623 | 0 | 0 | 4228
8624 | 0 | 0 | 4223
8625 | 0 | 0 | 4210
8626 | 0 | 0 | 4210
8627 | 0 | 0 | 4209
8628 | 0 | 0 | 4209
8629 | 0 | 0 | 4199
8630 | 0 | 0 | 4192
8631 | 0 | 0 | 4182
8632 | 0 | 0 | 4170
8633 | 0 | 0 | 4162
8634 | 0 | 0 | 4149
8635 | 0 | 0 | 4145
8636 | 0 | 0 | 4135
8637 | 0 | 0 | 4134
8638 | 0 | 0 | 4130
8639 | 0 | 0 | 4128
8640 | 0 | 0 | 4106
8641 | 0 | 0 | 4098
8642 | 0 | 0 | 4094
8643 | 0 | 0 | 4083
8644 | 0 | 0 | 4074
8645 | 0 | 0 | 4064
8646 | 0 | 0 | 4049
8647 | 0 | 0 | 4038
8648 | 0 | 0 | 4033
8649 | 0 | 0 | 4031
8650 | 0 | 0 | 4029
8651 | 0 | 0 | 4022
8652 | 0 | 0 | 4012
8653 | 0 | 0 | 4007
8654 | 0 | 0 | 3983
8655 | 0 | 0 | 3977
8656 | 0 | 0 | 3973
8657 | 0 | 0 | 3947
8658 | 0 | 0 | 3942
8659 | 0 | 0 | 3923
8660 | 0 | 0 | 3905
8661 | 0 | 0 | 3903
8662 | 0 | 0 | 3886
8663 | 0 | 0 | 3882
8664 | 0 | 0 | 3874
8665 | 0 | 0 | 3865
8666 | 0 | 0 | 3865
8667 | 0 | 0 | 3854
8668 | 0 | 0 | 3853
8669 | 0 | 0 | 3847
8670 | 0 | 0 | 3843
8671 | 0 | 0 | 3835
8672 | 0 | 0 | 3822
8673 | 0 | 0 | 3817
8674 | 0 | 0 | 3809
8675 | 0 | 0 | 3805
8676 | 0 | 0 | 3805
8677 | 0 | 0 | 3802
8678 | 0 | 0 | 3794
8679 | 0 | 0 | 3793
8680 | 0 | 0 | 3791
8681 | 0 | 0 | 3781
8682 | 0 | 0 | 3774
8683 | 0 | 0 | 3771
8684 | 0 | 0 | 3763
8685 | 0 | 0 | 3755
8686 | 0 | 0 | 3749
8687 | 0 | 0 | 3740
8688 | 0 | 0 | 3736
8689 | 0 | 0 | 3730
8690 | 0 | 0 | 3729
8691 | 0 | 0 | 3723
8692 | 0 | 0 | 3697
8693 | 0 | 0 | 3695
8694 | 0 | 0 | 3694
8695 | 0 | 0 | 3664
8696 | 0 | 0 | 3656
8697 | 0 | 0 | 3643
8698 | 0 | 0 | 3635
8699 | 0 | 0 | 3622
8700 | 0 | 0 | 3603
8701 | 0 | 0 | 3587
8702 | 0 | 0 | 3576
8703 | 0 | 0 | 3554
8704 | 0 | 0 | 3553
8705 | 0 | 0 | 3542
8706 | 0 | 0 | 3542
8707 | 0 | 0 | 3526
8708 | 0 | 0 | 3506
8709 | 0 | 0 | 3479
8710 | 0 | 0 | 3472
8711 | 0 | 0 | 3426
8712 | 0 | 0 | 3402
8713 | 0 | 0 | 3399
8714 | 0 | 0 | 3395
8715 | 0 | 0 | 3393
8716 | 0 | 0 | 3370
8717 | 0 | 0 | 3351
8718 | 0 | 0 | 3345
8719 | 0 | 0 | 3307
8720 | 0 | 0 | 3256
8721 | 0 | 0 | 3244
8722 | 0 | 0 | 3230
8723 | 0 | 0 | 3221
8724 | 0 | 0 | 3210
8725 | 0 | 0 | 3189
8726 | 0 | 0 | 3183
8727 | 0 | 0 | 3176
8728 | 0 | 0 | 3052
8729 | 0 | 0 | 3044
8730 | 0 | 0 | 3042
8731 | 0 | 0 | 3015
8732 | 0 | 0 | 2994
8733 | 0 | 0 | 2967
8734 | 0 | 0 | 2967
8735 | 0 | 0 | 2950
8736 | 0 | 0 | 2919
8737 | 0 | 0 | 2893
8738 | 0 | 0 | 2885
8739 | 0 | 0 | 2874
8740 | 0 | 0 | 2859
8741 | 0 | 0 | 2840
8742 | 0 | 0 | 2839
8743 | 0 | 0 | 2834
8744 | 0 | 0 | 2820
8745 | 0 | 0 | 2803
8746 | 0 | 0 | 2774
8747 | 0 | 0 | 2682
8748 | 0 | 0 | 2680
8749 | 0 | 0 | 2667
8750 | 0 | 0 | 2660
8751 | 0 | 0 | 2612
8752 | 0 | 0 | 2598
8753 | 0 | 0 | 2521
8754 | 0 | 0 | 2515
8755 | 0 | 0 | 2443
8756 | 0 | 0 | 2417
8757 | 0 | 0 | 2363
8758 | 0 | 0 | 2327
8759 | 0 | 0 | 2295
8760 | 0 | 0 | 2241
Back to main menu