## Menu
Annual Planning Outlook
Capacity Expansion Scenario and Outcomes Module Data
September 2026
Chapter 2: Capacity Expansion and Resource Build-Out
Figure 1 ¦ Installed Capacity in 2050 - Reference Scenario
Figure 2 ¦ Installed Capacity in 2050 - High-Demand Scenario
Figure 3 ¦ Installed Capacity in 2050 - Low-Demand Scenario
Chapter 3: Outcomes and Other Considerations
Figure 4 ¦ Annual Energy Production - Reference Scenario
Figure 5 ¦ Annual Energy Production - High-Demand Scenario
Figure 6 ¦ Annual Energy Production - Low-Demand Scenario
Figure 7 ¦ Weighted Average Marginal Costs Forecast and Historical HOEP
Figure 8 ¦ Ontario Electricity System Greenhouse Gas Emissions, Historical and Forecast
Figure 9 ¦ Carbon Emissions Intensity, Historical and Forecast
Figure 10 ¦ Long-Term Total Cost of Electricity - Reference Scenario
Figure 11 ¦ Long-Term Unit Cost of Electricity - Reference Scenario
Figure 12 ¦ Total System Costs and Unit Cost of Electricity - High-Demand Scenario
Figure 13 ¦ Total System Costs and Unit Cost of Electricity - Low-Demand Scenario
Supplemental Information
Incremental Build-Out Beyond Existing and Committed Resources - High-Demand Scenario
Incremental Build-Out Beyond Existing and Committed Resources - Low-Demand Scenario
Long-term Forecast of Electricity Cost by Component (Billion, $Nominal)
Long-term Forecast of Generation Costs by Resource Type (Billion, $Nominal)
Levelized Cost and Components
Note: Most figures in this file are rounded; accordingly, some totals may not add up precisely.

## Figure 1
Back to main menu
Figure 1 ¦ Installed Capacity in 2050 - Reference Scenario
Installed Capacity, by Fuel Type (MW) | Existing and Committed Capacity Remaining in 2050 | New Capacity Online by 2050 | Total Capacity in 2050
Nuclear | 15954 | 7864 | 23818
Hydroelectric | 9308 | 2136 | 11444
Wind |  | 13127 | 13127
Demand Response |  | 4068 | 4068
Imports | 251 |  | 251
Gas | 1247 | 6750 | 7997
Storage |  | 11205 | 11205
Solar |  | 19600 | 19600
Bioenergy | 104 |  | 104
Total | 26864 | 64750 | 91614
Back to main menu

## Figure 2
Back to main menu
Figure 2 ¦ Installed Capacity in 2050 - High-Demand Scenario
Installed Capacity, by Fuel Type (MW) | Existing and Committed Capacity Remaining in 2050 | New Capacity Online by 2050 | Total Capacity in 2050
Nuclear | 15954 | 12822 | 28776
Hydroelectric | 9308 | 2219 | 11527
Wind |  | 21049 | 21049
Demand Response |  | 5230 | 5230
Imports | 251 |  | 251
Gas | 1247 | 13500 | 14747
Storage |  | 14709 | 14709
Solar |  | 27517 | 27517
Bioenergy | 104 |  | 104
Total | 28864 | 97046 | 123910
Back to main menu

## Figure 3
Back to main menu
Figure 3 ¦ Installed Capacity in 2050 - Low-Demand Scenario
Installed Capacity, by Fuel Type (MW) | Existing and Committed Capacity Remaining in 2050 | New Capacity Online by 2050 | Total Capacity in 2050
Nuclear | 15954 | 3152 | 19106
Hydroelectric | 9308 | 1000 | 10308
Wind |  | 4465 | 4465
Demand Response |  | 3687 | 3687
Imports | 251 |  | 251
Gas | 516 | 3520 | 4036
Storage |  | 13791 | 13791
Solar |  | 18337 | 18337
Bioenergy | 104 |  | 104
Total | 26133 | 47952 | 74085
Back to main menu

## Figure 4
Back to main menu
Figure 4 ¦ Annual Energy Production - Reference Scenario
Energy Production (TWh) | 2026 | 2027 | 2028 | 2029 | 2030 | 2031 | 2032 | 2033 | 2034 | 2035 | 2036 | 2037 | 2038 | 2039 | 2040 | 2041 | 2042 | 2043 | 2044 | 2045 | 2046 | 2047 | 2048 | 2049 | 2050
ON Demand* | 154 | 158.5 | 165.1 | 168.8 | 174.7 | 181.4 | 188.3 | 192.1 | 195.3 | 201.4 | 207.5 | 213 | 220.2 | 224.9 | 230.5 | 234.7 | 238.1 | 242.1 | 246.9 | 250.3 | 255.6 | 263.4 | 269 | 274.6 | 277.6
Non-Hydro Renewables | 18.6 | 18.5 | 18.3 | 22.6 | 30.7 | 37.3 | 42.9 | 48.2 | 51.9 | 54.5 | 59.6 | 61.7 | 68.3 | 72 | 72.9 | 73.9 | 75.2 | 76.2 | 77.6 | 78.6 | 79.3 | 77.9 | 76.9 | 75.1 | 75.1
Natural Gas | 22.5 | 45 | 42.2 | 42.9 | 39.7 | 36.3 | 25.8 | 22.7 | 19.7 | 18.9 | 20.3 | 22.6 | 24.4 | 30.5 | 23.4 | 20.4 | 17.9 | 16.1 | 11.4 | 10.1 | 5.9 | 3 | 2.7 | 1.9 | 1.8
Hydroelectric | 39.6 | 39.7 | 39.8 | 39.6 | 39.4 | 42.5 | 45.2 | 45.3 | 44.7 | 44.5 | 44.7 | 43.9 | 43.5 | 43.5 | 43.5 | 43.6 | 43.8 | 43.3 | 43.3 | 43.4 | 42.6 | 40.8 | 40.3 | 39.6 | 39.5
Nuclear | 71.4 | 58.6 | 69.9 | 67.6 | 71.2 | 72.6 | 81.8 | 88.1 | 100.7 | 107.2 | 102.9 | 106.9 | 107.4 | 102.5 | 111.8 | 115 | 112.6 | 123.2 | 127.4 | 132.7 | 143.9 | 168.9 | 173.9 | 188.1 | 191.1
Storage | 1.3 | 1.8 | 2.9 | 2.8 | 2.6 | 3.5 | 4 | 4.8 | 5.2 | 5.6 | 5.7 | 6.5 | 8 | 9.2 | 10.1 | 10.9 | 11.1 | 12.3 | 13 | 13.8 | 15.6 | 20.1 | 21.8 | 25 | 25.2
Demand Response / Dispatchable Load | 0.9 | 0.1 | 0.1 | 0.1 | 0.1 | 0.1 | 0.4 | 0.5 | 0.2 | 0.2 | 0.1 | 0.1 | 0.1 | 0.2 | 0.3 | 0.2 | 0.3 | 0.3 | 0.4 | 0.5 | 0.4 | 0.4 | 0.4 | 0.4 | 0.4
Other (Embedded CHP) | 0.6 | 0.8 | 0.8 | 0.6 | 0.5 | 0.5 | 0.3 | 0.3 | 0.3 | 0.2 | 0.3 | 0.3 | 0.3 | 0.3 | 0.1 | 0 | 0 | 0 | 0 | 0 | 0 | 0 | 0 | 0 | 0
Firm Imports | - | - | - | - | - | - | - | - | - | - | - | - | - | - | - | - | - | - | - | - | - | - | - | - | -
*Includes the annual demand associated with charging existing and new storage resources.
Back to main menu

## Figure 5
Back to main menu
Figure 5 ¦ Annual Energy Production - High-Demand Scenario
Energy Production (TWh) | 2026 | 2027 | 2028 | 2029 | 2030 | 2031 | 2032 | 2033 | 2034 | 2035 | 2036 | 2037 | 2038 | 2039 | 2040 | 2041 | 2042 | 2043 | 2044 | 2045 | 2046 | 2047 | 2048 | 2049 | 2050
ON Demand* | 154 | 162.9 | 171.2 | 178.7 | 186.8 | 195.6 | 205.3 | 212.4 | 218.8 | 230.6 | 243.4 | 255 | 266.5 | 272.8 | 278.4 | 283.8 | 289.2 | 298.8 | 311.4 | 315.4 | 318.8 | 332.1 | 334.1 | 339.9 | 344.1
Non-Hydro Renewables | 18.6 | 18.5 | 18.3 | 27.5 | 43.3 | 55.9 | 67.7 | 77 | 78.2 | 83.4 | 95.3 | 103 | 113 | 118.6 | 118.8 | 117.8 | 117.1 | 112.8 | 111.3 | 110.3 | 111.2 | 97.8 | 94.6 | 89.7 | 89.6
Natural Gas | 22.5 | 46 | 43.5 | 43.7 | 40.1 | 36.7 | 26.6 | 22.7 | 20.1 | 19 | 20.5 | 23 | 25.2 | 31.6 | 23.6 | 21.7 | 17.1 | 15.5 | 11.4 | 10.1 | 5.9 | 3 | 2.7 | 1.9 | 1.8
Hydroelectric | 39.6 | 39.7 | 39.8 | 39.5 | 39.2 | 42.2 | 45.2 | 43.9 | 44.1 | 44.2 | 44.8 | 42.7 | 42.5 | 42.6 | 43.3 | 42.5 | 41.7 | 40.1 | 39.1 | 39 | 39.2 | 37.2 | 37.1 | 36.6 | 36.8
Nuclear | 71.4 | 58.6 | 69.9 | 67.6 | 71.2 | 72.6 | 81.8 | 88.1 | 100.7 | 107.2 | 102.9 | 106.9 | 107.4 | 102.5 | 110 | 124.8 | 131.5 | 153.7 | 169.5 | 174.7 | 175.6 | 208.6 | 214.9 | 228.9 | 231.9
Storage | 1.3 | 1.7 | 2.6 | 2.5 | 3.3 | 4.9 | 6.4 | 8.1 | 9.5 | 11.2 | 14 | 17.4 | 20.6 | 22.8 | 21.3 | 22.6 | 22.6 | 27.6 | 34.5 | 35.2 | 34.3 | 43.4 | 41.5 | 42.6 | 43.2
Demand Response / Dispatchable Load | 0.9 | 0.2 | 0.1 | 0.1 | 0.1 | 0.1 | 0.2 | 0.3 | 0.2 | 0.2 | 0.1 | 0.1 | 0.1 | 0.1 | 0.2 | 0.1 | 0.2 | 0.2 | 0.2 | 0.3 | 0.5 | 0.4 | 0.4 | 0.5 | 0.4
Other (Embedded CHP) | 0.6 | 0.8 | 0.8 | 0.6 | 0.5 | 0.5 | 0.4 | 0.3 | 0.3 | 0.2 | 0.2 | 0.3 | 0.3 | 0.3 | 0.1 | 0 | 0 | 0 | 0 | 0 | 0 | 0 | 0 | 0 | 0
Firm Imports | - | - | - | - | - | - | - | - | - | - | - | - | - | - | - | - | - | - | - | - | - | - | - | - | -
*Includes the annual demand associated with charging existing and new storage resources.
Back to main menu

## Figure 6
Back to main menu
Figure 6 ¦ Annual Energy Production - Low-Demand Scenario
Energy Production (TWh) | 2026 | 2027 | 2028 | 2029 | 2030 | 2031 | 2032 | 2033 | 2034 | 2035 | 2036 | 2037 | 2038 | 2039 | 2040 | 2041 | 2042 | 2043 | 2044 | 2045 | 2046 | 2047 | 2048 | 2049 | 2050
ON Demand* | 154 | 154 | 158.7 | 161.4 | 165.1 | 170 | 178.2 | 179.9 | 182 | 184.6 | 188 | 189.9 | 193.4 | 197.6 | 200.5 | 202.9 | 205.2 | 207.7 | 210.5 | 212.1 | 214.5 | 216.9 | 218.7 | 220.6 | 222.6
Non-Hydro Renewables | 18.6 | 18.5 | 18.3 | 25.2 | 35.5 | 44.1 | 47.5 | 46 | 43 | 39 | 41.8 | 43.2 | 47.8 | 51.6 | 50.3 | 50.1 | 50.1 | 50.7 | 50.1 | 50.1 | 50.1 | 50.7 | 50.2 | 50.1 | 50.2
Natural Gas | 22.5 | 42.1 | 37.7 | 38.5 | 36.4 | 29.5 | 24.1 | 20.6 | 18.4 | 19.3 | 21.7 | 22.9 | 24.9 | 28.9 | 25.8 | 23.2 | 18.1 | 15 | 10.5 | 9.4 | 5.9 | 3 | 2.7 | 1.9 | 1.8
Hydroelectric | 39.6 | 39.7 | 39.8 | 39.3 | 39 | 42.1 | 42.4 | 42.4 | 42.5 | 42.7 | 42.9 | 41.8 | 42 | 40.8 | 40.9 | 40.9 | 41 | 40.9 | 41.1 | 41 | 41 | 40.9 | 40.8 | 40.7 | 40.7
Nuclear | 71.4 | 58.6 | 69.9 | 67.6 | 71.2 | 72.6 | 81.8 | 88.1 | 100.7 | 107.2 | 102.9 | 106.9 | 107.4 | 102.5 | 107.3 | 110.5 | 106.9 | 115.3 | 116.3 | 121.6 | 125.6 | 139 | 135 | 149.3 | 152.3
Storage | 1.3 | 1.8 | 2.9 | 3.1 | 4 | 5.1 | 5.8 | 6.1 | 6.3 | 6.6 | 7.9 | 8.4 | 10.1 | 12.5 | 12.5 | 12.9 | 12.8 | 13.2 | 13.1 | 13.4 | 13.9 | 14.7 | 14.2 | 14.7 | 14.8
Demand Response / Dispatchable Load | 0.9 | 0.1 | 0 | 0 | 0 | 0 | 0.1 | 0.2 | 0.1 | 0.1 | 0.1 | 0.1 | 0.1 | 0.1 | 0.1 | 0.1 | 0.2 | 0.2 | 0.2 | 0.3 | 0.4 | 0.3 | 1.1 | 0.4 | 0.5
Other (Embedded CHP) | 0.6 | 0.8 | 0.8 | 0.6 | 0.5 | 0.5 | 0.4 | 0.3 | 0.3 | 0.3 | 0.4 | 0.4 | 0.3 | 0.3 | 0.1 | 0 | 0 | 0 | 0 | 0 | 0 | 0 | 0 | 0 | 0
Firm Imports | - | - | - | - | - | - | - | - | - | - | - | - | - | - | - | - | - | - | - | - | - | - | - | - | -
*Includes the annual demand associated with charging existing and new storage resources.
Back to main menu

## Figure 7
Back to main menu
Figure 7 ¦ Weighted Average Marginal Costs Forecast and Historical HOEP
| 2018 | 2019 | 2020 | 2021 | 2022 | 2023 | 2024 | 2025 | 2026 | 2027 | 2028 | 2029 | 2030 | 2031 | 2032 | 2033 | 2034 | 2035 | 2036 | 2037 | 2038 | 2039 | 2040 | 2041 | 2042 | 2043 | 2044 | 2045 | 2046 | 2047 | 2048 | 2049 | 2050
2026 APO ($2025/MWh) - Reference Scenario | [8 empty] | 45.67 | 84.16 | 79.94 | 85.49 | 78.22 | 52.92 | 34.64 | 30.09 | 25.74 | 25.05 | 26.79 | 30.44 | 33.95 | 42.75 | 38.25 | 37.9 | 35.91 | 33.94 | 27.78 | 25.61 | 20.49 | 17.19 | 16.68 | 16.12 | 15.99
2026 APO ($2025/MWh) - High-Demand Scenario | [8 empty] | 47.67 | 90.3 | 88.22 | 86.32 | 59.1 | 38.6 | 29.14 | 29.47 | 30.11 | 36.12 | 49.2 | 61.01 | 71.74 | 100.37 | 95.35 | 79.07 | 73.53 | 54.8 | 39.26 | 40.3 | 28.24 | 18.78 | 17.65 | 16.48 | 16.56
2026 APO ($2025/MWh) - Low-Demand Scenario | [8 empty] | 44 | 76.55 | 68.31 | 71.71 | 61.47 | 43.62 | 33.84 | 31.11 | 26 | 26.42 | 26.39 | 27.61 | 28.79 | 30.47 | 30.93 | 31.26 | 27.99 | 25.47 | 22.42 | 21.71 | 19.04 | 16.82 | 16.43 | 16.02 | 15.95
Historical HOEP ($2025/MWh) *Note: 2025 values include Ontario Electricity Market Price (OEMP) | 29.89 | 22.06 | 16.67 | 33.03 | 51.96 | 31.31 | 34.06 | 69.92
Back to main menu

## Figure 8
Back to main menu
Figure 8 ¦ Ontario Electricity System Greenhouse Gas Emissions, Historical and Forecast
| 2005 | 2010 | 2015 | 2016 | 2017 | 2018 | 2019 | 2020 | 2021 | 2022 | 2023 | 2024 | 2026 | 2027 | 2028 | 2029 | 2030 | 2031 | 2032 | 2033 | 2034 | 2035 | 2036 | 2037 | 2038 | 2039 | 2040 | 2041 | 2042 | 2043 | 2044 | 2045 | 2046 | 2047 | 2048 | 2049 | 2050 | 2041 | 2042 | 2043 | 2044 | 2045 | 2046 | 2047 | 2048 | 2049 | 2050
Ontario electricity sector emissions [Mega Tonnes CO2 / yr] - Historical | 33.9 | 20.2 | 6.3 | 5.6 | 2.6 | 4.2 | 4 | 5 | 5.7 | 6.8 | 8.2 | 10.5
Ontario electricity sector emissions [Mega Tonnes CO2 / yr] - Forecast (Reference) | [12 empty] | 8.7 | 18.2 | 17 | 17.3 | 16.1 | 14.6 | 10.3 | 9.1 | 7.8 | 7.6 | 8.4 | 9.4 | 10.1 | 12.6 | 9.6 | 8.2 | 7.2 | 6.5 | 4.6 | 4.1 | 2.4 | 1.2 | 1.1 | 0.8 | 0.7
Ontario electricity sector emissions [Mega Tonnes CO2 / yr] - Forecast (High) | [12 empty] | 8.7 | 18.5 | 17.5 | 17.5 | 16.2 | 14.7 | 10.6 | 9.1 | 7.8 | 7.6 | 8.5 | 9.5 | 10.4 | 13 | 9.6 | 8.8 | 6.9 | 6.3 | 4.6 | 4.1 | 2.4 | 1.2 | 1.1 | 0.8 | 0.7
Ontario electricity sector emissions [Mega Tonnes CO2 / yr] - Forecast (Low) | [12 empty] | 8.6 | 16.9 | 15.1 | 15.5 | 14.8 | 11.9 | 9.6 | 8.2 | 7.2 | 7.9 | 9.1 | 9.6 | 10.4 | 12 | 10.5 | 9.4 | 7.3 | 6.1 | 4.2 | 3.8 | 2.4 | 1.2 | 1.1 | 0.8 | 0.7
Back to main menu
Note: Historical data is from the National Inventory Report (NIR) published by Environment and Climate Change Canada (ECCC). The 2026 NIR includes historical data up to year 2024. Online: https://data-donnees.az.ec.gc.ca/data/substances/monitor/canada-s-official-greenhouse-gas-inventory?lang=en

## Figure 9
Back to main menu
Figure 9 ¦ Carbon Emissions Intensity, Historical and Forecast
| 2005 | 2006 | 2007 | 2008 | 2009 | 2010 | 2011 | 2012 | 2013 | 2014 | 2015 | 2016 | 2017 | 2018 | 2019 | 2020 | 2021 | 2022 | 2023 | 2024 | 2025 | 2026 | 2027 | 2028 | 2029 | 2030 | 2031 | 2032 | 2033 | 2034 | 2035 | 2036 | 2037 | 2038 | 2039 | 2040 | 2041 | 2042 | 2043 | 2044 | 2045 | 2046 | 2047 | 2048 | 2049 | 2050
Ontario electricity sector emissions intensity [g CO2e / kWh annually] - Historical | 221 |  |  |  |  | 136 |  |  |  |  | 41 |  |  |  | 26 | 33 | 39 | 45 | 54 | 65
Ontario electricity sector emissions intensity [g CO2e / kWh annually] - Forecast (Reference) | [21 empty] | 56 | 112 | 100 | 100 | 88 | 77 | 52 | 44 | 36 | 34 | 37 | 40 | 41 | 51 | 38 | 32 | 29 | 25 | 18 | 15 | 9 | 4 | 4 | 2 | 2
Ontario electricity sector emissions intensity [g CO2e / kWh annually] - Forecast (High) | [21 empty] | 57 | 113 | 102 | 98 | 83 | 71 | 48 | 39 | 32 | 30 | 32 | 34 | 36 | 44 | 32 | 29 | 22 | 19 | 14 | 12 | 7 | 3 | 3 | 2 | 2
Ontario electricity sector emissions intensity [g CO2e / kWh annually] - Forecast (Low) | [21 empty] | 56 | 106 | 91 | 90 | 81 | 63 | 49 | 42 | 35 | 38 | 44 | 45 | 47 | 53 | 47 | 42 | 34 | 27 | 19 | 17 | 11 | 5 | 5 | 3 | 3
Ontario electricity sector generation [TWh annually] - Historical | 153 |  |  |  |  | 148 |  |  |  |  | 155 |  |  |  | 151 | 150 | 145 | 151 | 153 | 162
Ontario electricity sector generation [TWh annually] - Forecast (Reference) | [21 empty] | 154 | 163 | 171 | 173 | 182 | 189 | 196 | 205 | 218 | 226 | 228 | 236 | 244 | 249 | 252 | 253 | 250 | 259 | 260 | 265 | 272 | 291 | 294 | 305 | 308
Ontario electricity sector generation [TWh annually] - Forecast (High) | [21 empty] | 154 | 164 | 172 | 179 | 194 | 208 | 222 | 232 | 244 | 254 | 264 | 276 | 289 | 296 | 296 | 307 | 308 | 322 | 332 | 334 | 332 | 347 | 350 | 358 | 361
Ontario electricity sector generation [TWh annually] - Forecast (Low) | [21 empty] | 153 | 160 | 167 | 171 | 183 | 189 | 196 | 198 | 205 | 209 | 210 | 215 | 223 | 224 | 225 | 225 | 216 | 222 | 218 | 222 | 223 | 234 | 230 | 242 | 246
Back to main menu
Note: Historical data is from the National Inventory Report (NIR) published by Environment and Climate Change Canada (ECCC). The 2026 NIR includes historical data up to year 2024. Online: https://data-donnees.az.ec.gc.ca/data/substances/monitor/canada-s-official-greenhouse-gas-inventory?lang=en

## Figure 10
Back to main menu
Figure 10 ¦ Long-Term Total Cost of Electricity - Reference Scenario
$ in Billions | 2026 | 2027 | 2028 | 2029 | 2030 | 2031 | 2032 | 2033 | 2034 | 2035 | 2036 | 2037 | 2038 | 2039 | 2040 | 2041 | 2042 | 2043 | 2044 | 2045 | 2046 | 2047 | 2048 | 2049 | 2050
Total Cost of Electricity Service ($2025 Real) | 26.4101 | 28.2137 | 29.823 | 30.8452 | 30.9055 | 33.1238 | 34.6835 | 36.0795 | 36.5883 | 36.5057 | 36.2146 | 36.337 | 36.9907 | 36.8149 | 38.3866 | 38.958 | 39.1739 | 41.1638 | 42.8404 | 44.2986 | 46.4832 | 50.5538 | 51.8305 | 53.8689 | 54.2873
Total Cost of Electricity Service ($Nominal) | 26.9383 | 29.3536 | 31.6484 | 33.3879 | 34.1221 | 37.3027 | 39.8404 | 42.2729 | 43.7265 | 44.5002 | 45.0283 | 46.0842 | 47.8514 | 48.5765 | 51.6633 | 53.4809 | 54.8529 | 58.792 | 62.4103 | 65.8254 | 70.4531 | 78.1552 | 81.7315 | 86.6447 | 89.0641
Back to main menu

## Figure 11
Back to main menu
Figure 11 ¦ Long-Term Unit Cost of Electricity - Reference Scenario
| 2026 | 2027 | 2028 | 2029 | 2030 | 2031 | 2032 | 2033 | 2034 | 2035 | 2036 | 2037 | 2038 | 2039 | 2040 | 2041 | 2042 | 2043 | 2044 | 2045 | 2046 | 2047 | 2048 | 2049 | 2050
2026 APO Demand (TWh) - Reference Scenario | 152.5 | 156.3 | 161.7 | 165.5 | 171.8 | 177.6 | 183.9 | 187 | 189.7 | 195.3 | 201.3 | 206 | 211.6 | 215 | 219.7 | 223 | 226.2 | 228.8 | 233 | 235.5 | 238.8 | 241.7 | 245.5 | 247.8 | 250.6
Total System Cost Unit Rate ($2025/MWh) | 173 | 181 | 184 | 187 | 180 | 187 | 189 | 193 | 193 | 187 | 180 | 177 | 175 | 171 | 175 | 175 | 173 | 180 | 184 | 188 | 195 | 209 | 211 | 218 | 217
Total System Cost Unit Rate ($Nominal/MWh) | 177 | 188 | 196 | 202 | 199 | 210 | 217 | 226 | 231 | 228 | 224 | 224 | 226 | 226 | 236 | 240 | 243 | 257 | 268 | 280 | 295 | 324 | 333 | 350 | 356
Back to main menu

## Figure 12
Back to main menu
Figure 12 ¦ Total System Costs and Unit Cost of Electricity - High-Demand Scenario
| 2026 | 2027 | 2028 | 2029 | 2030 | 2031 | 2032 | 2033 | 2034 | 2035 | 2036 | 2037 | 2038 | 2039 | 2040 | 2041 | 2042 | 2043 | 2044 | 2045 | 2046 | 2047 | 2048 | 2049 | 2050
Total Cost of Electricity Service (Billion, $2025 Real) - Reference Scenario | 26.4101 | 28.2137 | 29.823 | 30.8452 | 30.9055 | 33.1238 | 34.6835 | 36.0795 | 36.5883 | 36.5057 | 36.2146 | 36.337 | 36.9907 | 36.8149 | 38.3866 | 38.958 | 39.1739 | 41.1638 | 42.8404 | 44.2986 | 46.4832 | 50.5538 | 51.8305 | 53.8689 | 54.2873
Total System Cost Unit Rate ($2025/MWh) - Reference Scenario | 173 | 181 | 184 | 187 | 180 | 187 | 189 | 193 | 193 | 187 | 180 | 177 | 175 | 171 | 175 | 175 | 173 | 180 | 184 | 188 | 195 | 209 | 211 | 218 | 217
Total Cost of Electricity Service (Billion, $2025 Real) - High-Demand Scenario | 26.4 | 28.7 | 30.4 | 31.5 | 32.1 | 34.9 | 37.1 | 38.8 | 39.5 | 39.8 | 40 | 40.5 | 41.3 | 40.6 | 41.8 | 44.9 | 46.6 | 51.2 | 55.5 | 56.7 | 57.6 | 63.2 | 64.4 | 66.6 | 67.1
Total System Cost Unit Rate ($2025/MWh) - High-Demand Scenario | 171 | 178 | 181 | 179 | 176 | 184 | 187 | 191 | 190 | 182 | 176 | 172 | 170 | 164 | 164 | 174 | 176 | 191 | 203 | 205 | 205 | 222 | 223 | 227 | 226
Back to main menu

## Figure 13
Back to main menu
Figure 13 ¦ Total System Costs and Unit Cost of Electricity - Low-Demand Scenario
| 2026 | 2027 | 2028 | 2029 | 2030 | 2031 | 2032 | 2033 | 2034 | 2035 | 2036 | 2037 | 2038 | 2039 | 2040 | 2041 | 2042 | 2043 | 2044 | 2045 | 2046 | 2047 | 2048 | 2049 | 2050
Total Cost of Electricity Service (Billion, $2025 Real) - Reference Scenario | 26.4101 | 28.2137 | 29.823 | 30.8452 | 30.9055 | 33.1238 | 34.6835 | 36.0795 | 36.5883 | 36.5057 | 36.2146 | 36.337 | 36.9907 | 36.8149 | 38.3866 | 38.958 | 39.1739 | 41.1638 | 42.8404 | 44.2986 | 46.4832 | 50.5538 | 51.8305 | 53.8689 | 54.2873
Total System Cost Unit Rate ($2025/MWh) - Reference Scenario | 173 | 181 | 184 | 187 | 180 | 187 | 189 | 193 | 193 | 187 | 180 | 177 | 175 | 171 | 175 | 175 | 173 | 180 | 184 | 188 | 195 | 209 | 211 | 218 | 217
Total Cost of Electricity Service (Billion, $2025 Real) - Low-Demand Scenario | 26.2 | 27.6 | 29.2 | 30 | 30.1 | 32.1 | 33.3 | 34.2 | 34.4 | 34 | 33.6 | 33.6 | 34.1 | 33.9 | 34.8 | 35.3 | 35.2 | 36.6 | 37.2 | 38.4 | 39.1 | 41.2 | 40.9 | 42.9 | 43.2
Total System Cost Unit Rate ($2025/MWh) - Low-Demand Scenario | 175 | 182 | 188 | 190 | 188 | 196 | 194 | 198 | 197 | 192 | 187 | 186 | 187 | 185 | 186 | 187 | 184 | 189 | 189 | 195 | 196 | 205 | 201 | 210 | 209
Back to main menu

## Incremental Build-Out - High
Back to main menu
Incremental Build-Out Beyond Existing and Committed Resources - High-Demand Scenario
Fuel Type | Resource Build-Out 2035 (MW) | Resource Build-Out 2050 (MW)
Hydro | 2000 | 2219
Solar | 15400 | 27517
Onshore Wind | 13902 | 21049
Nuclear | - | 12822
Demand Response | 3879 | 5230
Gas | 8300 | 14747
Battery Storage | 7609 | 14709
Total | 51090 | 98293
Back to main menu

## Incremental Build-Out - Low
Back to main menu
Incremental Build-Out Beyond Existing and Committed Resources - Low-Demand Scenario
Fuel Type | Resource Build-Out 2035 (MW) | Resource Build-Out 2050 (MW)
Hydro | 1000 | 1000
Solar | 8860 | 18337
Onshore Wind | 4465 | 4465
Nuclear | - | 3152
Demand Response | 3312 | 3687
Gas | 2200 | 4036
Battery Storage | 3981 | 13791
Total | 23818 | 48468
Back to main menu

## Elec Cost by Component
Back to main menu
Long-term Forecast of Electricity Cost by Component (Billion, $Nominal)
Reference Scenario | 2026 | 2027 | 2028 | 2029 | 2030 | 2031 | 2032 | 2033 | 2034 | 2035 | 2036 | 2037 | 2038 | 2039 | 2040 | 2041 | 2042 | 2043 | 2044 | 2045 | 2046 | 2047 | 2048 | 2049 | 2050
Generation | 17.3 | 19.5 | 21.3 | 22.4 | 22.6 | 24.8 | 26.3 | 27.7 | 28.6 | 28.6 | 28.5 | 28.9 | 30 | 30.1 | 32 | 33.2 | 33.9 | 36.9 | 39.6 | 42.3 | 45.9 | 52.5 | 55 | 59.3 | 61
Conservation | 0.6 | 0.6 | 0.7 | 0.8 | 0.8 | 0.8 | 0.8 | 0.9 | 0.9 | 0.9 | 0.9 | 1 | 1 | 1 | 1 | 1.1 | 1.1 | 1.1 | 1.1 | 1.2 | 1.2 | 1.2 | 1.3 | 1.3 | 1.4
Transmission | 2.6 | 2.6 | 2.7 | 3 | 3.2 | 3.5 | 4.2 | 4.7 | 4.8 | 5.1 | 5.2 | 5.5 | 5.6 | 5.7 | 6.4 | 6.5 | 6.7 | 7.1 | 7.6 | 7.7 | 8.1 | 8.6 | 9.1 | 9.2 | 9.4
Distribution | 5.2 | 5.4 | 5.6 | 5.8 | 6.1 | 6.6 | 6.9 | 7.3 | 7.7 | 8.1 | 8.6 | 8.9 | 9.3 | 9.7 | 10.1 | 10.5 | 10.9 | 11.2 | 11.6 | 12 | 12.5 | 12.8 | 13.2 | 13.5 | 13.9
Wholesale | 1.2 | 1.3 | 1.3 | 1.4 | 1.4 | 1.5 | 1.6 | 1.7 | 1.8 | 1.8 | 1.8 | 1.9 | 2 | 2 | 2.1 | 2.2 | 2.2 | 2.4 | 2.5 | 2.6 | 2.8 | 3 | 3.2 | 3.4 | 3.5
Total Cost | 26.9 | 29.4 | 31.6 | 33.4 | 34.1 | 37.3 | 39.8 | 42.3 | 43.7 | 44.5 | 45 | 46.1 | 47.9 | 48.6 | 51.7 | 53.5 | 54.9 | 58.8 | 62.4 | 65.8 | 70.5 | 78.2 | 81.7 | 86.6 | 89.1
High-Demand Scenario | 2026 | 2027 | 2028 | 2029 | 2030 | 2031 | 2032 | 2033 | 2034 | 2035 | 2036 | 2037 | 2038 | 2039 | 2040 | 2041 | 2042 | 2043 | 2044 | 2045 | 2046 | 2047 | 2048 | 2049 | 2050
Generation | 17.31 | 19.79 | 21.69 | 22.87 | 23.49 | 26.27 | 28.34 | 30.05 | 31.13 | 31.51 | 31.85 | 32.57 | 33.96 | 33.38 | 34.83 | 39 | 41.62 | 48.05 | 54.23 | 56.89 | 59.25 | 68.23 | 71.02 | 75.79 | 77.89
Conservation | 0.63 | 0.63 | 0.73 | 0.76 | 0.79 | 0.82 | 0.85 | 0.87 | 0.89 | 0.91 | 0.94 | 0.96 | 0.98 | 1.01 | 1.03 | 1.05 | 1.08 | 1.11 | 1.14 | 1.18 | 1.21 | 1.24 | 1.27 | 1.32 | 1.36
Transmission | 2.58 | 2.63 | 2.73 | 3.02 | 3.31 | 3.66 | 4.37 | 4.87 | 5 | 5.32 | 5.52 | 5.83 | 6.02 | 6.17 | 6.81 | 7.2 | 7.59 | 8.3 | 9.06 | 9.17 | 9.29 | 9.97 | 10.46 | 10.59 | 10.8
Distribution | 5.25 | 5.51 | 5.74 | 6.01 | 6.38 | 6.96 | 7.35 | 7.84 | 8.27 | 8.74 | 9.41 | 9.83 | 10.27 | 10.78 | 11.22 | 11.88 | 12.36 | 12.77 | 13.19 | 13.69 | 14.1 | 14.51 | 14.93 | 15.37 | 15.78
Wholesale | 1.2 | 1.27 | 1.37 | 1.44 | 1.5 | 1.63 | 1.75 | 1.85 | 1.92 | 1.99 | 2.05 | 2.13 | 2.24 | 2.26 | 2.35 | 2.53 | 2.65 | 2.92 | 3.18 | 3.3 | 3.41 | 3.77 | 3.91 | 4.12 | 4.23
Total Cost | 26.96 | 29.83 | 32.26 | 34.1 | 35.47 | 39.34 | 42.66 | 45.47 | 47.21 | 48.47 | 49.77 | 51.33 | 53.47 | 53.61 | 56.24 | 61.66 | 65.31 | 73.16 | 80.8 | 84.23 | 87.26 | 97.72 | 101.6 | 107.19 | 110.08
Low-Demand Scenario | 2026 | 2027 | 2028 | 2029 | 2030 | 2031 | 2032 | 2033 | 2034 | 2035 | 2036 | 2037 | 2038 | 2039 | 2040 | 2041 | 2042 | 2043 | 2044 | 2045 | 2046 | 2047 | 2048 | 2049 | 2050
Generation | 17.32 | 19.1 | 20.86 | 21.8 | 22.04 | 24.22 | 25.27 | 26.22 | 26.76 | 26.4 | 26.11 | 26.38 | 27.31 | 27.44 | 28.52 | 29.56 | 29.87 | 32.08 | 33.32 | 35.74 | 37.33 | 41.1 | 41.24 | 45.22 | 46.62
Conservation | 0.63 | 0.63 | 0.64 | 0.66 | 0.68 | 0.7 | 0.73 | 0.75 | 0.77 | 0.79 | 0.8 | 0.82 | 0.84 | 0.86 | 0.87 | 0.89 | 0.92 | 0.93 | 0.96 | 0.98 | 1 | 1.02 | 1.04 | 1.07 | 1.09
Transmission | 2.57 | 2.62 | 2.71 | 2.98 | 3.21 | 3.5 | 4.02 | 4.43 | 4.5 | 4.75 | 4.84 | 5.07 | 5.17 | 5.27 | 5.85 | 5.94 | 6.07 | 6.42 | 6.75 | 6.86 | 7.07 | 7.21 | 7.46 | 7.59 | 7.74
Distribution | 4.99 | 5.14 | 5.46 | 5.63 | 5.92 | 6.27 | 6.62 | 7.1 | 7.44 | 7.83 | 8.27 | 8.63 | 9.02 | 9.38 | 9.7 | 10.06 | 10.4 | 10.71 | 11.01 | 11.31 | 11.61 | 11.88 | 12.18 | 12.43 | 12.68
Wholesale | 1.18 | 1.23 | 1.31 | 1.36 | 1.4 | 1.5 | 1.57 | 1.62 | 1.67 | 1.68 | 1.7 | 1.73 | 1.8 | 1.83 | 1.89 | 1.95 | 1.97 | 2.08 | 2.14 | 2.25 | 2.33 | 2.49 | 2.52 | 2.69 | 2.77
Total Cost | 26.69 | 28.72 | 30.98 | 32.43 | 33.26 | 36.2 | 38.22 | 40.12 | 41.14 | 41.45 | 41.72 | 42.63 | 44.13 | 44.78 | 46.83 | 48.4 | 49.23 | 52.22 | 54.17 | 57.13 | 59.33 | 63.7 | 64.45 | 68.99 | 70.9
Back to main menu

## Gen Cost by Resource Type
Back to main menu
Long-term Forecast of Generation Costs by Resource Type (Billion, $Nominal)
Reference Scenario | 2026 | 2027 | 2028 | 2029 | 2030 | 2031 | 2032 | 2033 | 2034 | 2035 | 2036 | 2037 | 2038 | 2039 | 2040 | 2041 | 2042 | 2043 | 2044 | 2045 | 2046 | 2047 | 2048 | 2049 | 2050
Nuclear | 8.2 | 8.6 | 10.4 | 10.5 | 11.2 | 12.6 | 13.9 | 15 | 16.2 | 17.1 | 16.7 | 17 | 17.3 | 16.8 | 18.9 | 19.8 | 19.9 | 22.6 | 24.3 | 26.4 | 29.5 | 36 | 38.2 | 42.5 | 43.9
Natural Gas | 2.8 | 4.5 | 4.5 | 4.9 | 4.6 | 4 | 3.4 | 3.4 | 3.1 | 2.5 | 2.4 | 2.6 | 2.8 | 3.3 | 2.7 | 2.4 | 2.3 | 2.3 | 2.3 | 2.3 | 2.1 | 2 | 2.2 | 2.2 | 2.2
Hydroelectric | 2.4 | 2.5 | 2.7 | 3 | 3.1 | 3.8 | 4.2 | 4.4 | 4.5 | 4.6 | 4.7 | 4.7 | 4.7 | 4.8 | 4.9 | 5 | 5.1 | 5.2 | 5.3 | 5.4 | 5.4 | 5.5 | 5.6 | 5.6 | 5.7
Biomass | 0.2 | 0.2 | 0.2 | 0.1 | 0.1 | 0.1 | 0.1 | 0 | 0 | 0 | 0 | 0 | 0 | 0 | 0 | 0 | 0 | 0 | 0 | 0 | 0 | 0 | 0 | 0 | 0
Solar | 1.6 | 1.6 | 1.7 | 1.8 | 1.9 | 1.9 | 1.8 | 1.8 | 1.6 | 1.4 | 1.4 | 1.5 | 1.7 | 1.9 | 2 | 2.1 | 2.3 | 2.4 | 2.6 | 2.7 | 2.8 | 3 | 3.2 | 3.2 | 3.3
Wind | 1.9 | 1.9 | 1.9 | 2 | 2.2 | 2.4 | 2.5 | 2.7 | 2.6 | 2.6 | 2.6 | 2.6 | 2.9 | 3.1 | 3 | 3.1 | 3.1 | 3.2 | 3.2 | 3.3 | 3.4 | 3.4 | 3.5 | 3.6 | 3.7
Storage | 0.2 | 0.4 | 0.7 | 0.8 | 0.8 | 0.8 | 0.8 | 0.9 | 1 | 1 | 1.1 | 1.2 | 1.4 | 1.6 | 1.8 | 2 | 2.1 | 2.3 | 2.5 | 2.7 | 2.9 | 3 | 2.9 | 2.8 | 2.9
Other* | 0.4 | 0.4 | 0.4 | 0.4 | 0.4 | 0.5 | 0.5 | 0.5 | 0.5 | 0.6 | 0.6 | 0.6 | 0.6 | 0.7 | 0.7 | 0.7 | 0.7 | 0.7 | 0.7 | 0.7 | 0.7 | 0.8 | 0.8 | 0.8 | 0.8
Imports | 0.2 | 0.2 | 0.1 | 0.1 | 0.2 | 0.1 | 0.1 | 0.1 | 0 | 0 | 0.1 | 0.1 | 0.1 | 0.1 | 0.1 | 0.1 | 0.1 | 0.1 | 0.1 | 0.1 | 0.1 | 0 | 0 | 0 | 0
Exports | -0.7 | -1 | -1.3 | -1.3 | -1.9 | -1.2 | -1 | -1 | -1.1 | -1.1 | -1.1 | -1.4 | -1.6 | -2.1 | -2 | -2 | -1.7 | -1.8 | -1.4 | -1.3 | -1.1 | -1.2 | -1.2 | -1.4 | -1.4
Total Cost | 17.3 | 19.5 | 21.3 | 22.4 | 22.6 | 24.8 | 26.3 | 27.7 | 28.6 | 28.6 | 28.5 | 28.9 | 30 | 30.1 | 32 | 33.2 | 33.9 | 36.9 | 39.6 | 42.3 | 45.9 | 52.5 | 55 | 59.3 | 61
High-Demand Scenario | 2026 | 2027 | 2028 | 2029 | 2030 | 2031 | 2032 | 2033 | 2034 | 2035 | 2036 | 2037 | 2038 | 2039 | 2040 | 2041 | 2042 | 2043 | 2044 | 2045 | 2046 | 2047 | 2048 | 2049 | 2050
Nuclear | 8.2 | 8.6 | 10.43 | 10.55 | 11.22 | 12.55 | 13.88 | 14.96 | 16.21 | 17.08 | 16.71 | 16.95 | 17.35 | 16.83 | 18.57 | 21.85 | 23.9 | 29.18 | 33.6 | 35.95 | 36.78 | 45.38 | 48 | 52.49 | 54.07
Natural Gas | 2.78 | 4.66 | 4.71 | 4.93 | 4.47 | 4.14 | 3.83 | 3.94 | 3.87 | 3.34 | 3.47 | 3.87 | 4.34 | 5.11 | 4.31 | 4.25 | 4.15 | 4.16 | 4.07 | 4.1 | 4 | 3.95 | 4.01 | 4.06 | 4.13
Hydroelectric | 2.32 | 2.43 | 2.56 | 2.84 | 2.95 | 3.65 | 4.05 | 4.17 | 4.28 | 4.44 | 4.7 | 4.63 | 4.7 | 4.79 | 4.89 | 4.96 | 5.04 | 5.08 | 5.13 | 5.22 | 5.32 | 5.35 | 5.44 | 5.53 | 5.64
Biomass | 0.25 | 0.23 | 0.23 | 0.14 | 0.08 | 0.07 | 0.05 | 0.04 | 0.03 | 0.02 | 0.01 | 0.01 | 0.01 | 0.01 | 0.01 | 0.01 | 0.01 | 0.01 | 0.01 | 0.01 | 0.01 | 0.01 | 0.01 | 0.01 | 0.01
Solar | 1.65 | 1.65 | 1.65 | 1.93 | 2.18 | 2.31 | 2.39 | 2.46 | 2.45 | 2.39 | 2.59 | 2.93 | 3.33 | 3.74 | 3.81 | 3.88 | 3.96 | 4.04 | 4.24 | 4.33 | 4.41 | 4.5 | 4.59 | 4.68 | 4.78
Wind | 1.93 | 1.93 | 1.93 | 2.1 | 2.57 | 3.01 | 3.38 | 3.71 | 3.45 | 3.43 | 3.86 | 4.22 | 4.73 | 4.87 | 4.86 | 4.94 | 5.03 | 5.13 | 5.23 | 5.34 | 5.44 | 5.55 | 5.66 | 5.78 | 5.89
Storage | 0.25 | 0.44 | 0.72 | 0.79 | 0.82 | 0.98 | 1.2 | 1.46 | 1.72 | 2.07 | 2.45 | 2.83 | 3.29 | 3.79 | 3.79 | 3.82 | 3.83 | 3.89 | 4.25 | 4.34 | 4.3 | 4.18 | 3.88 | 3.8 | 3.88
Other* | 0.39 | 0.4 | 0.42 | 0.44 | 0.46 | 0.48 | 0.5 | 0.52 | 0.54 | 0.57 | 0.61 | 0.64 | 0.67 | 0.7 | 0.73 | 0.76 | 0.79 | 0.8 | 0.84 | 0.88 | 0.9 | 0.94 | 0.97 | 1.01 | 1.04
Imports | 0.22 | 0.32 | 0.22 | 0.34 | 0.15 | 0.06 | 0.07 | 0.07 | 0.02 | 0.03 | 0.06 | 0.04 | 0.04 | 0.04 | 0.05 | 0.02 | 0.04 | 0.01 | 0.01 | 0.01 | 0.04 | 0.01 | 0.01 | 0.01 | 0.01
Exports | -0.68 | -0.89 | -1.17 | -1.2 | -1.4 | -0.98 | -1 | -1.26 | -1.43 | -1.84 | -2.6 | -3.55 | -4.48 | -6.49 | -6.19 | -5.48 | -5.11 | -4.25 | -3.15 | -3.28 | -1.95 | -1.64 | -1.54 | -1.57 | -1.56
Total Cost | 17.31 | 19.79 | 21.69 | 22.87 | 23.49 | 26.27 | 28.34 | 30.05 | 31.13 | 31.51 | 31.85 | 32.57 | 33.96 | 33.38 | 34.83 | 39 | 41.62 | 48.05 | 54.23 | 56.89 | 59.25 | 68.23 | 71.02 | 75.79 | 77.89
Low-Demand Scenario | 2026 | 2027 | 2028 | 2029 | 2030 | 2031 | 2032 | 2033 | 2034 | 2035 | 2036 | 2037 | 2038 | 2039 | 2040 | 2041 | 2042 | 2043 | 2044 | 2045 | 2046 | 2047 | 2048 | 2049 | 2050
Nuclear | 8.2 | 8.6 | 10.43 | 10.55 | 11.22 | 12.55 | 13.88 | 14.96 | 16.21 | 17.08 | 16.71 | 16.95 | 17.35 | 16.83 | 17.97 | 18.83 | 18.58 | 20.5 | 21.24 | 23.35 | 24.53 | 28.26 | 28.06 | 32.16 | 33.34
Natural Gas | 2.74 | 4.2 | 4.05 | 4.37 | 4.11 | 3.43 | 3.05 | 2.92 | 2.55 | 1.8 | 1.52 | 1.46 | 1.5 | 1.61 | 1.11 | 0.83 | 0.84 | 0.86 | 0.88 | 0.9 | 0.91 | 0.93 | 1.05 | 1.07 | 1.09
Hydroelectric | 2.42 | 2.53 | 2.66 | 2.93 | 3.18 | 3.36 | 3.29 | 3.57 | 3.67 | 4 | 4.28 | 4.38 | 4.65 | 4.85 | 5.1 | 5.35 | 5.62 | 5.89 | 6.17 | 6.44 | 6.72 | 7.01 | 7.3 | 7.43 | 7.57
Biomass | 0.24 | 0.23 | 0.22 | 0.14 | 0.08 | 0.07 | 0.05 | 0.04 | 0.03 | 0.02 | 0.01 | 0.01 | 0.01 | 0.01 | 0.01 | 0.01 | 0.01 | 0.01 | 0.01 | 0.01 | 0.01 | 0.01 | 0.01 | 0.01 | 0.01
Solar | 1.65 | 1.65 | 1.65 | 2.02 | 1.98 | 2.17 | 2.07 | 1.88 | 1.61 | 1.24 | 1.4 | 1.53 | 1.88 | 2.24 | 2.28 | 2.33 | 2.37 | 2.42 | 2.47 | 2.52 | 2.57 | 2.62 | 2.67 | 2.72 | 2.78
Wind | 1.93 | 1.93 | 1.93 | 1.95 | 2.13 | 2.28 | 2.33 | 2.24 | 1.95 | 1.51 | 1.22 | 1.11 | 1.08 | 1.04 | 0.95 | 0.96 | 0.96 | 0.98 | 1 | 1.02 | 1.04 | 1.07 | 1.09 | 1.11 | 1.13
Storage | 0.25 | 0.42 | 0.67 | 0.81 | 0.73 | 1.31 | 1.27 | 1.27 | 1.28 | 1.29 | 1.31 | 1.32 | 1.35 | 1.37 | 1.38 | 1.39 | 1.4 | 1.41 | 1.4 | 1.41 | 1.41 | 1.29 | 1 | 0.91 | 0.93
Other* | 0.38 | 0.39 | 0.4 | 0.41 | 0.42 | 0.43 | 0.44 | 0.45 | 0.48 | 0.49 | 0.5 | 0.51 | 0.53 | 0.54 | 0.55 | 0.56 | 0.57 | 0.58 | 0.6 | 0.61 | 0.62 | 0.63 | 0.64 | 0.66 | 0.67
Imports | 0.16 | 0.16 | 0.06 | 0.05 | 0.02 | 0.02 | 0.04 | 0.05 | 0.02 | 0.02 | 0.02 | 0.01 | 0.01 | 0.02 | 0.02 | 0.02 | 0.04 | 0.04 | 0.07 | 0.07 | 0.09 | 0.05 | 0.11 | 0.04 | 0.05
Exports | -0.65 | -1 | -1.21 | -1.41 | -1.82 | -1.38 | -1.14 | -1.15 | -1.03 | -1.04 | -0.87 | -0.9 | -1.03 | -1.06 | -0.85 | -0.71 | -0.52 | -0.61 | -0.51 | -0.57 | -0.58 | -0.75 | -0.69 | -0.88 | -0.94
Total Cost | 17.32 | 19.1 | 20.85 | 21.8 | 22.04 | 24.22 | 25.27 | 26.22 | 26.76 | 26.4 | 26.11 | 26.38 | 27.31 | 27.44 | 28.52 | 29.56 | 29.87 | 32.08 | 33.32 | 35.74 | 37.33 | 41.1 | 41.24 | 45.22 | 46.62
*Other includes demand response and dispatchable load
Back to main menu

## Levelized Cost and Components
Back to main menu
Levelized Cost and Components
All dollar values in 2025 Canadian Dollars
Notes: Data blanked out until earliest modelled in-service date; Transmission costs represent the cost of connecting remote wind and hydroelectric resource candidates to the existing transmission system; Recontracted gas is costed at 80% of the levelized cost of a new CCGT
Resource Type | Sub-Type | Cost Component/Assumption | Unit | 2026 | 2027 | 2028 | 2029 | 2030 | 2031 | 2032 | 2033 | 2034 | 2035 | 2036 | 2037 | 2038 | 2039 | 2040 | 2041 | 2042 | 2043 | 2044 | 2045 | 2046 | 2047 | 2048 | 2049 | 2050
Wind | Northeast Zone 1 | Overnight Capital Cost (OCC) | ($/kW) |  |  |  | 1842 | 1771 | 1751 | 1731 | 1711 | 1691 | 1671 | 1652 | 1632 | 1612 | 1592 | 1572 | 1552 | 1532 | 1512 | 1492 | 1472 | 1452 | 1432 | 1412 | 1392 | 1373
Wind |  | Transmission Cost | ($/kW) |  |  |  | 3207 | 3207 | 3207 | 3207 | 3207 | 3207 | 3207 | 3207 | 3207 | 3207 | 3207 | 3207 | 3207 | 3207 | 3207 | 3207 | 3207 | 3207 | 3207 | 3207 | 3207 | 3207
Wind |  | OCC with Transmission | ($/kW) |  |  |  | 5049 | 4979 | 4959 | 4939 | 4919 | 4899 | 4879 | 4859 | 4839 | 4819 | 4799 | 4779 | 4759 | 4739 | 4719 | 4700 | 4680 | 4660 | 4640 | 4620 | 4600 | 4580
Wind |  | Fixed Operations and Maintenance (FOM) Cost | ($/kW-y) |  |  |  | 43 | 42 | 42 | 42 | 41 | 41 | 41 | 40 | 40 | 40 | 40 | 39 | 39 | 39 | 38 | 38 | 38 | 38 | 37 | 37 | 37 | 36
Wind |  | Economic Life | (years) |  |  |  | 20 | 20 | 20 | 20 | 20 | 20 | 20 | 20 | 20 | 20 | 20 | 20 | 20 | 20 | 20 | 20 | 20 | 20 | 20 | 20 | 20 | 20
Wind |  | Investment Tax Credit (ITC) | (%) |  |  |  | 30% | 30% | 30% | 30% | 30% | 30% | 0% | 0% | 0% | 0% | 0% | 0% | 0% | 0% | 0% | 0% | 0% | 0% | 0% | 0% | 0% | 0%
Wind |  | Levelized Cost | ($/kW-yr) |  |  |  | 351.23 | 345.75 | 344.25 | 342.75 | 341.25 | 339.75 | 436.31 | 434.41 | 432.51 | 430.61 | 428.7 | 426.8 | 424.9 | 423 | 421.1 | 419.2 | 417.3 | 415.4 | 413.5 | 411.6 | 409.7 | 407.8
Wind |  | Variable Operations and Maintenance (VOM) Cost | ($/MWh) |  |  |  | 0 | 0 | 0 | 0 | 0 | 0 | 0 | 0 | 0 | 0 | 0 | 0 | 0 | 0 | 0 | 0 | 0 | 0 | 0 | 0 | 0 | 0
Wind |  | Fuel Cost | ($/MWh) |  |  |  | 0 | 0 | 0 | 0 | 0 | 0 | 0 | 0 | 0 | 0 | 0 | 0 | 0 | 0 | 0 | 0 | 0 | 0 | 0 | 0 | 0 | 0
Wind | Northeast Zone 2 | Overnight Capital Cost | ($/kW) |  |  |  | 1842 | 1771 | 1751 | 1731 | 1711 | 1691 | 1671 | 1652 | 1632 | 1612 | 1592 | 1572 | 1552 | 1532 | 1512 | 1492 | 1472 | 1452 | 1432 | 1412 | 1392 | 1373
Wind |  | Transmission Cost | ($/kW) |  |  |  | 481 | 481 | 481 | 481 | 481 | 481 | 481 | 481 | 481 | 481 | 481 | 481 | 481 | 481 | 481 | 481 | 481 | 481 | 481 | 481 | 481 | 481
Wind |  | OCC with Transmission | ($/kW) |  |  |  | 2323 | 2252 | 2232 | 2212 | 2192 | 2173 | 2153 | 2133 | 2113 | 2093 | 2073 | 2053 | 2033 | 2013 | 1993 | 1973 | 1953 | 1933 | 1913 | 1893 | 1874 | 1854
Wind |  | FOM Cost | ($/kW-y) |  |  |  | 43 | 42 | 42 | 42 | 41 | 41 | 41 | 40 | 40 | 40 | 40 | 39 | 39 | 39 | 38 | 38 | 38 | 38 | 37 | 37 | 37 | 36
Wind |  | Economic Life | (years) |  |  |  | 20 | 20 | 20 | 20 | 20 | 20 | 20 | 20 | 20 | 20 | 20 | 20 | 20 | 20 | 20 | 20 | 20 | 20 | 20 | 20 | 20 | 20
Wind |  | ITC | (%) |  |  |  | 30% | 30% | 30% | 30% | 30% | 30% | 0% | 0% | 0% | 0% | 0% | 0% | 0% | 0% | 0% | 0% | 0% | 0% | 0% | 0% | 0% | 0%
Wind |  | Levelized Cost | ($/kW-yr) |  |  |  | 184.14 | 178.66 | 177.16 | 175.66 | 174.16 | 172.66 | 214.42 | 212.52 | 210.62 | 208.72 | 206.82 | 204.92 | 203.02 | 201.12 | 199.22 | 197.32 | 195.42 | 193.52 | 191.62 | 189.72 | 187.82 | 185.92
Wind |  | VOM Cost | ($/MWh) |  |  |  | 0 | 0 | 0 | 0 | 0 | 0 | 0 | 0 | 0 | 0 | 0 | 0 | 0 | 0 | 0 | 0 | 0 | 0 | 0 | 0 | 0 | 0
Wind |  | Fuel Cost | ($/MWh) |  |  |  | 0 | 0 | 0 | 0 | 0 | 0 | 0 | 0 | 0 | 0 | 0 | 0 | 0 | 0 | 0 | 0 | 0 | 0 | 0 | 0 | 0 | 0
Wind | Northeast Zone 3 | Overnight Capital Cost | ($/kW) |  |  |  | 1920 | 1859 | 1835 | 1811 | 1786 | 1762 | 1738 | 1713 | 1689 | 1665 | 1640 | 1616 | 1592 | 1567 | 1543 | 1519 | 1494 | 1470 | 1446 | 1421 | 1397 | 1373
Wind |  | Transmission Cost | ($/kW) |  |  |  | 577 | 577 | 577 | 577 | 577 | 577 | 577 | 577 | 577 | 577 | 577 | 577 | 577 | 577 | 577 | 577 | 577 | 577 | 577 | 577 | 577 | 577
Wind |  | OCC with Transmission | ($/kW) |  |  |  | 2497 | 2437 | 2412 | 2388 | 2364 | 2339 | 2315 | 2291 | 2266 | 2242 | 2218 | 2193 | 2169 | 2145 | 2120 | 2096 | 2072 | 2047 | 2023 | 1999 | 1974 | 1950
Wind |  | FOM Cost | ($/kW-y) |  |  |  | 43 | 42 | 42 | 42 | 41 | 41 | 41 | 40 | 40 | 40 | 40 | 39 | 39 | 39 | 38 | 38 | 38 | 38 | 37 | 37 | 37 | 36
Wind |  | Economic Life | (years) |  |  |  | 20 | 20 | 20 | 20 | 20 | 20 | 20 | 20 | 20 | 20 | 20 | 20 | 20 | 20 | 20 | 20 | 20 | 20 | 20 | 20 | 20 | 20
Wind |  | ITC | (%) |  |  |  | 30% | 30% | 30% | 30% | 30% | 30% | 0% | 0% | 0% | 0% | 0% | 0% | 0% | 0% | 0% | 0% | 0% | 0% | 0% | 0% | 0% | 0%
Wind |  | Levelized Cost | ($/kW-yr) |  |  |  | 194.84 | 189.97 | 188.2 | 186.43 | 184.66 | 182.89 | 227.64 | 225.39 | 223.13 | 220.87 | 218.61 | 216.35 | 214.09 | 211.83 | 209.57 | 207.31 | 205.05 | 202.79 | 200.53 | 198.27 | 196.01 | 193.75
Wind |  | VOM Cost | ($/MWh) |  |  |  | 0 | 0 | 0 | 0 | 0 | 0 | 0 | 0 | 0 | 0 | 0 | 0 | 0 | 0 | 0 | 0 | 0 | 0 | 0 | 0 | 0 | 0
Wind |  | Fuel Cost | ($/MWh) |  |  |  | 0 | 0 | 0 | 0 | 0 | 0 | 0 | 0 | 0 | 0 | 0 | 0 | 0 | 0 | 0 | 0 | 0 | 0 | 0 | 0 | 0 | 0
Wind | Northwest Zone 1 | Overnight Capital Cost | ($/kW) |  |  |  | 1842 | 1771 | 1751 | 1731 | 1711 | 1691 | 1671 | 1652 | 1632 | 1612 | 1592 | 1572 | 1552 | 1532 | 1512 | 1492 | 1472 | 1452 | 1432 | 1412 | 1392 | 1373
Wind |  | Transmission Cost | ($/kW) |  |  |  | 96 | 96 | 96 | 96 | 96 | 96 | 96 | 96 | 96 | 96 | 96 | 96 | 96 | 96 | 96 | 96 | 96 | 96 | 96 | 96 | 96 | 96
Wind |  | OCC with Transmission | ($/kW) |  |  |  | 1938 | 1867 | 1847 | 1828 | 1808 | 1788 | 1768 | 1748 | 1728 | 1708 | 1688 | 1668 | 1648 | 1628 | 1608 | 1588 | 1568 | 1548 | 1529 | 1509 | 1489 | 1469
Wind |  | FOM Cost | ($/kW-y) |  |  |  | 43 | 42 | 42 | 42 | 41 | 41 | 41 | 40 | 40 | 40 | 40 | 39 | 39 | 39 | 38 | 38 | 38 | 38 | 37 | 37 | 37 | 36
Wind |  | Economic Life | (years) |  |  |  | 20 | 20 | 20 | 20 | 20 | 20 | 20 | 20 | 20 | 20 | 20 | 20 | 20 | 20 | 20 | 20 | 20 | 20 | 20 | 20 | 20 | 20
Wind |  | ITC | (%) |  |  |  | 30% | 30% | 30% | 30% | 30% | 30% | 0% | 0% | 0% | 0% | 0% | 0% | 0% | 0% | 0% | 0% | 0% | 0% | 0% | 0% | 0% | 0%
Wind |  | Levelized Cost | ($/kW-yr) |  |  |  | 160.55 | 155.07 | 153.57 | 152.07 | 150.57 | 149.07 | 183.1 | 181.2 | 179.3 | 177.4 | 175.5 | 173.6 | 171.7 | 169.8 | 167.9 | 166 | 164.09 | 162.19 | 160.29 | 158.39 | 156.49 | 154.59
Wind |  | VOM Cost | ($/MWh) |  |  |  | 0 | 0 | 0 | 0 | 0 | 0 | 0 | 0 | 0 | 0 | 0 | 0 | 0 | 0 | 0 | 0 | 0 | 0 | 0 | 0 | 0 | 0
Wind |  | Fuel Cost | ($/MWh) |  |  |  | 0 | 0 | 0 | 0 | 0 | 0 | 0 | 0 | 0 | 0 | 0 | 0 | 0 | 0 | 0 | 0 | 0 | 0 | 0 | 0 | 0 | 0
Wind | Northwest Zone 2 | Overnight Capital Cost | ($/kW) |  |  |  | 1842 | 1771 | 1751 | 1731 | 1711 | 1691 | 1671 | 1652 | 1632 | 1612 | 1592 | 1572 | 1552 | 1532 | 1512 | 1492 | 1472 | 1452 | 1432 | 1412 | 1392 | 1373
Wind |  | Transmission Cost | ($/kW) |  |  |  | 257 | 257 | 257 | 257 | 257 | 257 | 257 | 257 | 257 | 257 | 257 | 257 | 257 | 257 | 257 | 257 | 257 | 257 | 257 | 257 | 257 | 257
Wind |  | OCC with Transmission | ($/kW) |  |  |  | 2098 | 2028 | 2008 | 1988 | 1968 | 1948 | 1928 | 1908 | 1888 | 1868 | 1848 | 1828 | 1808 | 1789 | 1769 | 1749 | 1729 | 1709 | 1689 | 1669 | 1649 | 1629
Wind |  | FOM Cost | ($/kW-y) |  |  |  | 43 | 42 | 42 | 42 | 41 | 41 | 41 | 40 | 40 | 40 | 40 | 39 | 39 | 39 | 38 | 38 | 38 | 38 | 37 | 37 | 37 | 36
Wind |  | Economic Life | (years) |  |  |  | 20 | 20 | 20 | 20 | 20 | 20 | 20 | 20 | 20 | 20 | 20 | 20 | 20 | 20 | 20 | 20 | 20 | 20 | 20 | 20 | 20 | 20
Wind |  | ITC | (%) |  |  |  | 30% | 30% | 30% | 30% | 30% | 30% | 0% | 0% | 0% | 0% | 0% | 0% | 0% | 0% | 0% | 0% | 0% | 0% | 0% | 0% | 0% | 0%
Wind |  | Levelized Cost | ($/kW-yr) |  |  |  | 170.38 | 164.9 | 163.4 | 161.9 | 160.4 | 158.9 | 196.15 | 194.25 | 192.35 | 190.45 | 188.55 | 186.65 | 184.75 | 182.85 | 180.95 | 179.05 | 177.15 | 175.25 | 173.35 | 171.44 | 169.54 | 167.64
Wind |  | VOM Cost | ($/MWh) |  |  |  | 0 | 0 | 0 | 0 | 0 | 0 | 0 | 0 | 0 | 0 | 0 | 0 | 0 | 0 | 0 | 0 | 0 | 0 | 0 | 0 | 0 | 0
Wind |  | Fuel Cost | ($/MWh) |  |  |  | 0 | 0 | 0 | 0 | 0 | 0 | 0 | 0 | 0 | 0 | 0 | 0 | 0 | 0 | 0 | 0 | 0 | 0 | 0 | 0 | 0 | 0
Wind | Northwest Zone 3 | Overnight Capital Cost | ($/kW) |  |  |  | 1842 | 1771 | 1751 | 1731 | 1711 | 1691 | 1671 | 1652 | 1632 | 1612 | 1592 | 1572 | 1552 | 1532 | 1512 | 1492 | 1472 | 1452 | 1432 | 1412 | 1392 | 1373
Wind |  | Transmission Cost | ($/kW) |  |  |  | 962 | 962 | 962 | 962 | 962 | 962 | 962 | 962 | 962 | 962 | 962 | 962 | 962 | 962 | 962 | 962 | 962 | 962 | 962 | 962 | 962 | 962
Wind |  | OCC with Transmission | ($/kW) |  |  |  | 2804 | 2733 | 2713 | 2694 | 2674 | 2654 | 2634 | 2614 | 2594 | 2574 | 2554 | 2534 | 2514 | 2494 | 2474 | 2454 | 2434 | 2414 | 2395 | 2375 | 2355 | 2335
Wind |  | FOM Cost | ($/kW-y) |  |  |  | 43 | 42 | 42 | 42 | 41 | 41 | 41 | 40 | 40 | 40 | 40 | 39 | 39 | 39 | 38 | 38 | 38 | 38 | 37 | 37 | 37 | 36
Wind |  | Economic Life | (years) |  |  |  | 20 | 20 | 20 | 20 | 20 | 20 | 20 | 20 | 20 | 20 | 20 | 20 | 20 | 20 | 20 | 20 | 20 | 20 | 20 | 20 | 20 | 20
Wind |  | ITC | (%) |  |  |  | 30% | 30% | 30% | 30% | 30% | 30% | 0% | 0% | 0% | 0% | 0% | 0% | 0% | 0% | 0% | 0% | 0% | 0% | 0% | 0% | 0% | 0%
Wind |  | Levelized Cost | ($/kW-yr) |  |  |  | 213.63 | 208.15 | 206.65 | 205.15 | 203.65 | 202.15 | 253.58 | 251.68 | 249.78 | 247.88 | 245.98 | 244.08 | 242.18 | 240.28 | 238.38 | 236.48 | 234.57 | 232.67 | 230.77 | 228.87 | 226.97 | 225.07
Wind |  | VOM Cost | ($/MWh) |  |  |  | 0 | 0 | 0 | 0 | 0 | 0 | 0 | 0 | 0 | 0 | 0 | 0 | 0 | 0 | 0 | 0 | 0 | 0 | 0 | 0 | 0 | 0
Wind |  | Fuel Cost | ($/MWh) |  |  |  | 0 | 0 | 0 | 0 | 0 | 0 | 0 | 0 | 0 | 0 | 0 | 0 | 0 | 0 | 0 | 0 | 0 | 0 | 0 | 0 | 0 | 0
Wind | Northwest Zone 4 | Overnight Capital Cost | ($/kW) |  |  |  | 1920 | 1859 | 1835 | 1811 | 1786 | 1762 | 1738 | 1713 | 1689 | 1665 | 1640 | 1616 | 1592 | 1567 | 1543 | 1519 | 1494 | 1470 | 1446 | 1421 | 1397 | 1373
Wind |  | Transmission Cost | ($/kW) |  |  |  | 2438 | 2438 | 2438 | 2438 | 2438 | 2438 | 2438 | 2438 | 2438 | 2438 | 2438 | 2438 | 2438 | 2438 | 2438 | 2438 | 2438 | 2438 | 2438 | 2438 | 2438 | 2438
Wind |  | OCC with Transmission | ($/kW) |  |  |  | 4358 | 4297 | 4273 | 4248 | 4224 | 4200 | 4175 | 4151 | 4127 | 4102 | 4078 | 4054 | 4029 | 4005 | 3981 | 3956 | 3932 | 3908 | 3883 | 3859 | 3835 | 3810
Wind |  | FOM Cost | ($/kW-y) |  |  |  | 43 | 42 | 42 | 42 | 41 | 41 | 41 | 40 | 40 | 40 | 40 | 39 | 39 | 39 | 38 | 38 | 38 | 38 | 37 | 37 | 37 | 36
Wind |  | Economic Life | (years) |  |  |  | 20 | 20 | 20 | 20 | 20 | 20 | 20 | 20 | 20 | 20 | 20 | 20 | 20 | 20 | 20 | 20 | 20 | 20 | 20 | 20 | 20 | 20
Wind |  | ITC | (%) |  |  |  | 30% | 30% | 30% | 30% | 30% | 30% | 0% | 0% | 0% | 0% | 0% | 0% | 0% | 0% | 0% | 0% | 0% | 0% | 0% | 0% | 0% | 0%
Wind |  | Levelized Cost | ($/kW-yr) |  |  |  | 308.85 | 303.98 | 302.21 | 300.44 | 298.67 | 296.9 | 379.05 | 376.79 | 374.53 | 372.27 | 370.01 | 367.75 | 365.49 | 363.23 | 360.97 | 358.71 | 356.45 | 354.19 | 351.93 | 349.67 | 347.41 | 345.15
Wind |  | VOM Cost | ($/MWh) |  |  |  | 0 | 0 | 0 | 0 | 0 | 0 | 0 | 0 | 0 | 0 | 0 | 0 | 0 | 0 | 0 | 0 | 0 | 0 | 0 | 0 | 0 | 0
Wind |  | Fuel Cost | ($/MWh) |  |  |  | 0 | 0 | 0 | 0 | 0 | 0 | 0 | 0 | 0 | 0 | 0 | 0 | 0 | 0 | 0 | 0 | 0 | 0 | 0 | 0 | 0 | 0
Wind | Southwest/Bruce/Niagara Zone 1 | Overnight Capital Cost | ($/kW) |  |  |  | 1842 | 1771 | 1751 | 1731 | 1711 | 1691 | 1671 | 1652 | 1632 | 1612 | 1592 | 1572 | 1552 | 1532 | 1512 | 1492 | 1472 | 1452 | 1432 | 1412 | 1392 | 1373
Wind |  | Transmission Cost | ($/kW) |  |  |  | 32 | 32 | 32 | 32 | 32 | 32 | 32 | 32 | 32 | 32 | 32 | 32 | 32 | 32 | 32 | 32 | 32 | 32 | 32 | 32 | 32 | 32
Wind |  | OCC with Transmission | ($/kW) |  |  |  | 1874 | 1803 | 1783 | 1763 | 1743 | 1723 | 1704 | 1684 | 1664 | 1644 | 1624 | 1604 | 1584 | 1564 | 1544 | 1524 | 1504 | 1484 | 1464 | 1444 | 1425 | 1405
Wind |  | FOM Cost | ($/kW-y) |  |  |  | 43 | 42 | 42 | 42 | 41 | 41 | 41 | 40 | 40 | 40 | 40 | 39 | 39 | 39 | 38 | 38 | 38 | 38 | 37 | 37 | 37 | 36
Wind |  | Economic Life | (years) |  |  |  | 20 | 20 | 20 | 20 | 20 | 20 | 20 | 20 | 20 | 20 | 20 | 20 | 20 | 20 | 20 | 20 | 20 | 20 | 20 | 20 | 20 | 20
Wind |  | ITC | (%) |  |  |  | 30% | 30% | 30% | 30% | 30% | 30% | 0% | 0% | 0% | 0% | 0% | 0% | 0% | 0% | 0% | 0% | 0% | 0% | 0% | 0% | 0% | 0%
Wind |  | Levelized Cost | ($/kW-yr) |  |  |  | 156.62 | 151.14 | 149.64 | 148.14 | 146.64 | 145.14 | 177.88 | 175.98 | 174.08 | 172.18 | 170.28 | 168.38 | 166.48 | 164.58 | 162.67 | 160.77 | 158.87 | 156.97 | 155.07 | 153.17 | 151.27 | 149.37
Wind |  | VOM Cost | ($/MWh) |  |  |  | 0 | 0 | 0 | 0 | 0 | 0 | 0 | 0 | 0 | 0 | 0 | 0 | 0 | 0 | 0 | 0 | 0 | 0 | 0 | 0 | 0 | 0
Wind |  | Fuel Cost | ($/MWh) |  |  |  | 0 | 0 | 0 | 0 | 0 | 0 | 0 | 0 | 0 | 0 | 0 | 0 | 0 | 0 | 0 | 0 | 0 | 0 | 0 | 0 | 0 | 0
Wind | Southwest/Bruce/Niagara Zone 2 | Overnight Capital Cost | ($/kW) |  |  |  | 1920 | 1859 | 1835 | 1811 | 1786 | 1762 | 1738 | 1713 | 1689 | 1665 | 1640 | 1616 | 1592 | 1567 | 1543 | 1519 | 1494 | 1470 | 1446 | 1421 | 1397 | 1373
Wind |  | Transmission Cost | ($/kW) |  |  |  | 64 | 64 | 64 | 64 | 64 | 64 | 64 | 64 | 64 | 64 | 64 | 64 | 64 | 64 | 64 | 64 | 64 | 64 | 64 | 64 | 64 | 64
Wind |  | OCC with Transmission | ($/kW) |  |  |  | 1984 | 1924 | 1899 | 1875 | 1851 | 1826 | 1802 | 1778 | 1753 | 1729 | 1704 | 1680 | 1656 | 1631 | 1607 | 1583 | 1558 | 1534 | 1510 | 1485 | 1461 | 1437
Wind |  | FOM Cost | ($/kW-y) |  |  |  | 43 | 42 | 42 | 42 | 41 | 41 | 41 | 40 | 40 | 40 | 40 | 39 | 39 | 39 | 38 | 38 | 38 | 38 | 37 | 37 | 37 | 36
Wind |  | Economic Life | (years) |  |  |  | 20 | 20 | 20 | 20 | 20 | 20 | 20 | 20 | 20 | 20 | 20 | 20 | 20 | 20 | 20 | 20 | 20 | 20 | 20 | 20 | 20 | 20
Wind |  | ITC | (%) |  |  |  | 30% | 30% | 30% | 30% | 30% | 30% | 0% | 0% | 0% | 0% | 0% | 0% | 0% | 0% | 0% | 0% | 0% | 0% | 0% | 0% | 0% | 0%
Wind |  | Levelized Cost | ($/kW-yr) |  |  |  | 163.39 | 158.52 | 156.75 | 154.98 | 153.21 | 151.44 | 185.88 | 183.62 | 181.36 | 179.1 | 176.84 | 174.58 | 172.32 | 170.06 | 167.8 | 165.54 | 163.28 | 161.02 | 158.76 | 156.5 | 154.24 | 151.98
Wind |  | VOM Cost | ($/MWh) |  |  |  | 0 | 0 | 0 | 0 | 0 | 0 | 0 | 0 | 0 | 0 | 0 | 0 | 0 | 0 | 0 | 0 | 0 | 0 | 0 | 0 | 0 | 0
Wind |  | Fuel Cost | ($/MWh) |  |  |  | 0 | 0 | 0 | 0 | 0 | 0 | 0 | 0 | 0 | 0 | 0 | 0 | 0 | 0 | 0 | 0 | 0 | 0 | 0 | 0 | 0 | 0
Wind | Toronto/Essa/East/Ottawa Zone 1 | Overnight Capital Cost | ($/kW) |  |  |  | 1842 | 1771 | 1751 | 1731 | 1711 | 1691 | 1671 | 1652 | 1632 | 1612 | 1592 | 1572 | 1552 | 1532 | 1512 | 1492 | 1472 | 1452 | 1432 | 1412 | 1392 | 1373
Wind |  | Transmission Cost | ($/kW) |  |  |  | 32 | 32 | 32 | 32 | 32 | 32 | 32 | 32 | 32 | 32 | 32 | 32 | 32 | 32 | 32 | 32 | 32 | 32 | 32 | 32 | 32 | 32
Wind |  | OCC with Transmission | ($/kW) |  |  |  | 1874 | 1803 | 1783 | 1763 | 1743 | 1723 | 1704 | 1684 | 1664 | 1644 | 1624 | 1604 | 1584 | 1564 | 1544 | 1524 | 1504 | 1484 | 1464 | 1444 | 1425 | 1405
Wind |  | FOM Cost | ($/kW-y) |  |  |  | 43 | 42 | 42 | 42 | 41 | 41 | 41 | 40 | 40 | 40 | 40 | 39 | 39 | 39 | 38 | 38 | 38 | 38 | 37 | 37 | 37 | 36
Wind |  | Economic Life | (years) |  |  |  | 20 | 20 | 20 | 20 | 20 | 20 | 20 | 20 | 20 | 20 | 20 | 20 | 20 | 20 | 20 | 20 | 20 | 20 | 20 | 20 | 20 | 20
Wind |  | ITC | (%) |  |  |  | 30% | 30% | 30% | 30% | 30% | 30% | 0% | 0% | 0% | 0% | 0% | 0% | 0% | 0% | 0% | 0% | 0% | 0% | 0% | 0% | 0% | 0%
Wind |  | Levelized Cost | ($/kW-yr) |  |  |  | 156.62 | 151.14 | 149.64 | 148.14 | 146.64 | 145.14 | 177.88 | 175.98 | 174.08 | 172.18 | 170.28 | 168.38 | 166.48 | 164.58 | 162.67 | 160.77 | 158.87 | 156.97 | 155.07 | 153.17 | 151.27 | 149.37
Wind |  | VOM Cost | ($/MWh) |  |  |  | 0 | 0 | 0 | 0 | 0 | 0 | 0 | 0 | 0 | 0 | 0 | 0 | 0 | 0 | 0 | 0 | 0 | 0 | 0 | 0 | 0 | 0
Wind |  | Fuel Cost | ($/MWh) |  |  |  | 0 | 0 | 0 | 0 | 0 | 0 | 0 | 0 | 0 | 0 | 0 | 0 | 0 | 0 | 0 | 0 | 0 | 0 | 0 | 0 | 0 | 0
Wind | Toronto/Essa/East/Ottawa Zone 2 | Overnight Capital Cost | ($/kW) |  |  |  | 2021 | 1946 | 1925 | 1903 | 1882 | 1860 | 1838 | 1817 | 1795 | 1774 | 1752 | 1730 | 1709 | 1687 | 1666 | 1644 | 1622 | 1601 | 1579 | 1558 | 1536 | 1514
Wind |  | Transmission Cost | ($/kW) |  |  |  | 96 | 96 | 96 | 96 | 96 | 96 | 96 | 96 | 96 | 96 | 96 | 96 | 96 | 96 | 96 | 96 | 96 | 96 | 96 | 96 | 96 | 96
Wind |  | OCC with Transmission | ($/kW) |  |  |  | 2117 | 2043 | 2021 | 1999 | 1978 | 1956 | 1935 | 1913 | 1891 | 1870 | 1848 | 1827 | 1805 | 1783 | 1762 | 1740 | 1719 | 1697 | 1675 | 1654 | 1632 | 1611
Wind |  | FOM Cost | ($/kW-y) |  |  |  | 40 | 38 | 38 | 38 | 38 | 37 | 37 | 37 | 37 | 36 | 36 | 36 | 36 | 35 | 35 | 35 | 35 | 34 | 34 | 34 | 34 | 33
Wind |  | Economic Life | (years) |  |  |  | 20 | 20 | 20 | 20 | 20 | 20 | 20 | 20 | 20 | 20 | 20 | 20 | 20 | 20 | 20 | 20 | 20 | 20 | 20 | 20 | 20 | 20
Wind |  | ITC | (%) |  |  |  | 30% | 30% | 30% | 30% | 30% | 30% | 0% | 0% | 0% | 0% | 0% | 0% | 0% | 0% | 0% | 0% | 0% | 0% | 0% | 0% | 0% | 0%
Wind |  | Levelized Cost | ($/kW-yr) |  |  |  | 167.97 | 162.2 | 160.63 | 159.06 | 157.49 | 155.91 | 193.22 | 191.22 | 189.21 | 187.2 | 185.2 | 183.19 | 181.19 | 179.18 | 177.18 | 175.17 | 173.16 | 171.16 | 169.15 | 167.15 | 165.14 | 163.13
Wind |  | VOM Cost | ($/MWh) |  |  |  | 0 | 0 | 0 | 0 | 0 | 0 | 0 | 0 | 0 | 0 | 0 | 0 | 0 | 0 | 0 | 0 | 0 | 0 | 0 | 0 | 0 | 0
Wind |  | Fuel Cost | ($/MWh) |  |  |  | 0 | 0 | 0 | 0 | 0 | 0 | 0 | 0 | 0 | 0 | 0 | 0 | 0 | 0 | 0 | 0 | 0 | 0 | 0 | 0 | 0 | 0
Wind | West Zone 1 | Overnight Capital Cost | ($/kW) |  |  |  | 1842 | 1771 | 1751 | 1731 | 1711 | 1691 | 1671 | 1652 | 1632 | 1612 | 1592 | 1572 | 1552 | 1532 | 1512 | 1492 | 1472 | 1452 | 1432 | 1412 | 1392 | 1373
Wind |  | Transmission Cost | ($/kW) |  |  |  | 64 | 64 | 64 | 64 | 64 | 64 | 64 | 64 | 64 | 64 | 64 | 64 | 64 | 64 | 64 | 64 | 64 | 64 | 64 | 64 | 64 | 64
Wind |  | OCC with Transmission | ($/kW) |  |  |  | 1906 | 1835 | 1815 | 1795 | 1776 | 1756 | 1736 | 1716 | 1696 | 1676 | 1656 | 1636 | 1616 | 1596 | 1576 | 1556 | 1536 | 1516 | 1496 | 1477 | 1457 | 1437
Wind |  | FOM Cost | ($/kW-y) |  |  |  | 43 | 42 | 42 | 42 | 41 | 41 | 41 | 40 | 40 | 40 | 40 | 39 | 39 | 39 | 38 | 38 | 38 | 38 | 37 | 37 | 37 | 36
Wind |  | Economic Life | (years) |  |  |  | 20 | 20 | 20 | 20 | 20 | 20 | 20 | 20 | 20 | 20 | 20 | 20 | 20 | 20 | 20 | 20 | 20 | 20 | 20 | 20 | 20 | 20
Wind |  | ITC | (%) |  |  |  | 30% | 30% | 30% | 30% | 30% | 30% | 0% | 0% | 0% | 0% | 0% | 0% | 0% | 0% | 0% | 0% | 0% | 0% | 0% | 0% | 0% | 0%
Wind |  | Levelized Cost | ($/kW-yr) |  |  |  | 158.58 | 153.11 | 151.61 | 150.11 | 148.61 | 147.11 | 180.49 | 178.59 | 176.69 | 174.79 | 172.89 | 170.99 | 169.09 | 167.19 | 165.29 | 163.38 | 161.48 | 159.58 | 157.68 | 155.78 | 153.88 | 151.98
Wind |  | VOM Cost | ($/MWh) |  |  |  | 0 | 0 | 0 | 0 | 0 | 0 | 0 | 0 | 0 | 0 | 0 | 0 | 0 | 0 | 0 | 0 | 0 | 0 | 0 | 0 | 0 | 0
Wind |  | Fuel Cost | ($/MWh) |  |  |  | 0 | 0 | 0 | 0 | 0 | 0 | 0 | 0 | 0 | 0 | 0 | 0 | 0 | 0 | 0 | 0 | 0 | 0 | 0 | 0 | 0 | 0
Wind | West Zone 2 | Overnight Capital Cost | ($/kW) |  |  |  | 1920 | 1859 | 1835 | 1811 | 1786 | 1762 | 1738 | 1713 | 1689 | 1665 | 1640 | 1616 | 1592 | 1567 | 1543 | 1519 | 1494 | 1470 | 1446 | 1421 | 1397 | 1373
Wind |  | Transmission Cost | ($/kW) |  |  |  | 32 | 32 | 32 | 32 | 32 | 32 | 32 | 32 | 32 | 32 | 32 | 32 | 32 | 32 | 32 | 32 | 32 | 32 | 32 | 32 | 32 | 32
Wind |  | OCC with Transmission | ($/kW) |  |  |  | 1952 | 1892 | 1867 | 1843 | 1818 | 1794 | 1770 | 1745 | 1721 | 1697 | 1672 | 1648 | 1624 | 1599 | 1575 | 1551 | 1526 | 1502 | 1478 | 1453 | 1429 | 1405
Wind |  | FOM Cost | ($/kW-y) |  |  |  | 43 | 42 | 42 | 42 | 41 | 41 | 41 | 40 | 40 | 40 | 40 | 39 | 39 | 39 | 38 | 38 | 38 | 38 | 37 | 37 | 37 | 36
Wind |  | Economic Life | (years) |  |  |  | 20 | 20 | 20 | 20 | 20 | 20 | 20 | 20 | 20 | 20 | 20 | 20 | 20 | 20 | 20 | 20 | 20 | 20 | 20 | 20 | 20 | 20
Wind |  | ITC | (%) |  |  |  | 30% | 30% | 30% | 30% | 30% | 30% | 0% | 0% | 0% | 0% | 0% | 0% | 0% | 0% | 0% | 0% | 0% | 0% | 0% | 0% | 0% | 0%
Wind |  | Levelized Cost | ($/kW-yr) |  |  |  | 161.42 | 156.55 | 154.78 | 153.01 | 151.24 | 149.47 | 183.27 | 181.01 | 178.75 | 176.49 | 174.23 | 171.97 | 169.71 | 167.45 | 165.19 | 162.93 | 160.67 | 158.41 | 156.15 | 153.89 | 151.63 | 149.37
Wind |  | VOM Cost | ($/MWh) |  |  |  | 0 | 0 | 0 | 0 | 0 | 0 | 0 | 0 | 0 | 0 | 0 | 0 | 0 | 0 | 0 | 0 | 0 | 0 | 0 | 0 | 0 | 0
Wind |  | Fuel Cost | ($/MWh) |  |  |  | 0 | 0 | 0 | 0 | 0 | 0 | 0 | 0 | 0 | 0 | 0 | 0 | 0 | 0 | 0 | 0 | 0 | 0 | 0 | 0 | 0 | 0
Solar | Solar | Overnight Capital Cost | ($/kW) |  |  |  | 1609 | 1505 | 1424 | 1344 | 1263 | 1183 | 1102 | 1082 | 1063 | 1043 | 1023 | 1004 | 984 | 964 | 944 | 925 | 905 | 885 | 866 | 846 | 826 | 806
Solar |  | FOM Cost | ($/kW-y) |  |  |  | 27 | 26 | 25 | 24 | 23 | 23 | 22 | 21 | 21 | 21 | 21 | 21 | 20 | 20 | 20 | 20 | 19 | 19 | 19 | 19 | 19 | 18
Solar |  | Economic Life | (years) |  |  |  | 20 | 20 | 20 | 20 | 20 | 20 | 20 | 20 | 20 | 20 | 20 | 20 | 20 | 20 | 20 | 20 | 20 | 20 | 20 | 20 | 20 | 20
Solar |  | ITC | (%) |  |  |  | 30% | 30% | 30% | 30% | 30% | 30% | 0% | 0% | 0% | 0% | 0% | 0% | 0% | 0% | 0% | 0% | 0% | 0% | 0% | 0% | 0% | 0%
Solar |  | Levelized Cost | ($/kW-yr) |  |  |  | 122.62 | 115.19 | 109.53 | 103.87 | 98.22 | 92.57 | 109.29 | 107.49 | 105.7 | 103.91 | 102.12 | 100.32 | 98.53 | 96.74 | 94.95 | 93.16 | 91.37 | 89.58 | 87.79 | 86 | 84.21 | 82.43
Solar |  | VOM Cost | ($/MWh) |  |  |  |  | 0 | 0 | 0 | 0 | 0 | 0 | 0 | 0 | 0 | 0 | 0 | 0 | 0 | 0 | 0 | 0 | 0 | 0 | 0 | 0 | 0
Solar |  | Fuel Cost | ($/MWh) |  |  |  |  | 0 | 0 | 0 | 0 | 0 | 0 | 0 | 0 | 0 | 0 | 0 | 0 | 0 | 0 | 0 | 0 | 0 | 0 | 0 | 0 | 0
BESS | 4-Hr Li-Ion | Overnight Capital Cost | ($/kW) |  |  |  |  | 1875 | 1846 | 1817 | 1788 | 1759 | 1730 | 1701 | 1672 | 1643 | 1615 | 1586 | 1557 | 1528 | 1499 | 1470 | 1441 | 1412 | 1383 | 1354 | 1326 | 1297
BESS |  | FOM Cost | ($/kW-y) |  |  |  |  | 47 | 46 | 45 | 45 | 44 | 43 | 43 | 42 | 41 | 40 | 40 | 39 | 38 | 37 | 37 | 36 | 35 | 35 | 34 | 33 | 32
BESS |  | Economic Life | (years) |  |  |  |  | 20 | 20 | 20 | 20 | 20 | 20 | 20 | 20 | 20 | 20 | 20 | 20 | 20 | 20 | 20 | 20 | 20 | 20 | 20 | 20 | 20
BESS |  | ITC | (%) |  |  |  |  | 30% | 30% | 30% | 30% | 30% | 0% | 0% | 0% | 0% | 0% | 0% | 0% | 0% | 0% | 0% | 0% | 0% | 0% | 0% | 0% | 0%
BESS |  | Levelized Cost | ($/kW-yr) |  |  |  |  | 155.01 | 152.62 | 150.23 | 147.84 | 145.45 | 178.52 | 175.54 | 172.55 | 169.57 | 166.59 | 163.61 | 160.62 | 157.64 | 154.66 | 151.68 | 148.7 | 145.71 | 142.73 | 139.75 | 136.77 | 133.79
BESS |  | VOM Cost | ($/MWh) | 2040: 0; 2041: 0; 2042: 0; 2043: 0; 2044: 0; 2045: 0; 2046: 0; 2047: 0; 2048: 0; 2049: 0; 2050: 0
BESS |  | Fuel Cost | ($/MWh) | 2040: 0; 2041: 0; 2042: 0; 2043: 0; 2044: 0; 2045: 0; 2046: 0; 2047: 0; 2048: 0; 2049: 0; 2050: 0
Nuclear | Nuclear | Overnight Capital Cost | ($/kW) | 2040: 14931; 2041: 14931; 2042: 14931; 2043: 14931; 2044: 14931; 2045: 14931; 2046: 14931; 2047: 14931; 2048: 14931; 2049: 14931; 2050: 14931
Nuclear |  | FOM Cost | ($/kW-y) | 2040: 311; 2041: 311; 2042: 311; 2043: 311; 2044: 311; 2045: 311; 2046: 311; 2047: 311; 2048: 311; 2049: 311; 2050: 311
Nuclear |  | Economic Life | (years) | 2040: 60; 2041: 60; 2042: 60; 2043: 60; 2044: 60; 2045: 60; 2046: 60; 2047: 60; 2048: 60; 2049: 60; 2050: 60
Nuclear |  | ITC | (%) | bar: 2040 to 2050
Nuclear |  | Levelized Cost | ($/kW-yr) | 2040: 1090.36; 2041: 1090.36; 2042: 1090.36; 2043: 1090.36; 2044: 1090.36; 2045: 1090.36; 2046: 1090.36; 2047: 1090.36; 2048: 1090.36; 2049: 1090.36; 2050: 1090.36
Nuclear |  | VOM Cost | ($/MWh) | 2040: 3.72; 2041: 3.72; 2042: 3.72; 2043: 3.72; 2044: 3.72; 2045: 3.72; 2046: 3.72; 2047: 3.72; 2048: 3.72; 2049: 3.72; 2050: 3.72
Nuclear |  | Fuel Cost | ($/MWh) | 2040: 16.12; 2041: 16.12; 2042: 16.12; 2043: 16.12; 2044: 16.12; 2045: 16.12; 2046: 16.12; 2047: 16.12; 2048: 16.12; 2049: 16.12; 2050: 16.12
Hydroelectric | Northeast Zone 1 | Overnight Capital Cost | ($/kW) | [5 empty] | 12353 | 12353 | 12353 | 12353 | 12353 | 12353 | 12353 | 12353 | 12353 | 12353 | 12353 | 12353 | 12353 | 12353 | 12353 | 12353 | 12353 | 12353 | 12353 | 12353
Hydroelectric |  | Transmission Cost | ($/kW) | [5 empty] | 28 | 28 | 28 | 28 | 28 | 28 | 28 | 28 | 28 | 28 | 28 | 28 | 28 | 28 | 28 | 28 | 28 | 28 | 28 | 28
Hydroelectric |  | OCC with Transmission | ($/kW) | [5 empty] | 12381 | 12381 | 12381 | 12381 | 12381 | 12381 | 12381 | 12381 | 12381 | 12381 | 12381 | 12381 | 12381 | 12381 | 12381 | 12381 | 12381 | 12381 | 12381 | 12381
Hydroelectric |  | FOM Cost | ($/kW-y) | [5 empty] | 224 | 224 | 224 | 224 | 224 | 224 | 224 | 224 | 224 | 224 | 224 | 224 | 224 | 224 | 224 | 224 | 224 | 224 | 224 | 224
Hydroelectric |  | Economic Life | (years) | [5 empty] | 75 | 75 | 75 | 75 | 75 | 75 | 75 | 75 | 75 | 75 | 75 | 75 | 75 | 75 | 75 | 75 | 75 | 75 | 75 | 75
Hydroelectric |  | ITC | (%) | [5 empty] | 15% | 15% | 15% | 15% | 0% | 0% | 0% | 0% | 0% | 0% | 0% | 0% | 0% | 0% | 0% | 0% | 0% | 0% | 0% | 0%
Hydroelectric |  | Levelized Cost | ($/kW-yr) | [5 empty] | 783.3 | 783.3 | 783.3 | 783.3 | 856.85 | 856.85 | 856.85 | 856.85 | 856.85 | 856.85 | 856.85 | 856.85 | 856.85 | 856.85 | 856.85 | 856.85 | 856.85 | 856.85 | 856.85 | 856.85
Hydroelectric |  | VOM Cost | ($/MWh) | [5 empty] | 0 | 0 | 0 | 0 | 0 | 0 | 0 | 0 | 0 | 0 | 0 | 0 | 0 | 0 | 0 | 0 | 0 | 0 | 0 | 0
Hydroelectric |  | Fuel Cost | ($/MWh) | [5 empty] | 5.34 | 5.34 | 5.34 | 5.34 | 5.34 | 5.34 | 5.35 | 5.35 | 5.36 | 5.37 | 5.4 | 5.42 | 5.44 | 5.45 | 5.47 | 5.48 | 5.5 | 5.52 | 5.54 | 5.56
Hydroelectric | Northeast Zone 2 | Overnight Capital Cost | ($/kW) | [5 empty] | 11028 | 11028 | 11028 | 11028 | 11028 | 11028 | 11028 | 11028 | 11028 | 11028 | 11028 | 11028 | 11028 | 11028 | 11028 | 11028 | 11028 | 11028 | 11028 | 11028
Hydroelectric |  | Transmission Cost | ($/kW) | [5 empty] | 62 | 62 | 62 | 62 | 62 | 62 | 62 | 62 | 62 | 62 | 62 | 62 | 62 | 62 | 62 | 62 | 62 | 62 | 62 | 62
Hydroelectric |  | OCC with Transmission | ($/kW) | [5 empty] | 11090 | 11090 | 11090 | 11090 | 11090 | 11090 | 11090 | 11090 | 11090 | 11090 | 11090 | 11090 | 11090 | 11090 | 11090 | 11090 | 11090 | 11090 | 11090 | 11090
Hydroelectric |  | FOM Cost | ($/kW-y) | [5 empty] | 72 | 72 | 72 | 72 | 72 | 72 | 72 | 72 | 72 | 72 | 72 | 72 | 72 | 72 | 72 | 72 | 72 | 72 | 72 | 72
Hydroelectric |  | Economic Life | (years) | [5 empty] | 75 | 75 | 75 | 75 | 75 | 75 | 75 | 75 | 75 | 75 | 75 | 75 | 75 | 75 | 75 | 75 | 75 | 75 | 75 | 75
Hydroelectric |  | ITC | (%) | [5 empty] | 15% | 15% | 15% | 15% | 0% | 0% | 0% | 0% | 0% | 0% | 0% | 0% | 0% | 0% | 0% | 0% | 0% | 0% | 0% | 0%
Hydroelectric |  | Levelized Cost | ($/kW-yr) | [5 empty] | 587.82 | 587.82 | 587.82 | 587.82 | 653.68 | 653.68 | 653.68 | 653.68 | 653.68 | 653.68 | 653.68 | 653.68 | 653.68 | 653.68 | 653.68 | 653.68 | 653.68 | 653.68 | 653.68 | 653.68
Hydroelectric |  | VOM Cost | ($/MWh) | [5 empty] | 0 | 0 | 0 | 0 | 0 | 0 | 0 | 0 | 0 | 0 | 0 | 0 | 0 | 0 | 0 | 0 | 0 | 0 | 0 | 0
Hydroelectric |  | Fuel Cost | ($/MWh) | [5 empty] | 6.23 | 6.23 | 6.22 | 6.23 | 6.23 | 6.23 | 6.24 | 6.25 | 6.26 | 6.27 | 6.3 | 6.33 | 6.34 | 6.36 | 6.38 | 6.4 | 6.42 | 6.44 | 6.46 | 6.48
Hydroelectric | Northeast Zone 3 | Overnight Capital Cost | ($/kW) | [5 empty] | 10800 | 10800 | 10800 | 10800 | 10800 | 10800 | 10800 | 10800 | 10800 | 10800 | 10800 | 10800 | 10800 | 10800 | 10800 | 10800 | 10800 | 10800 | 10800 | 10800
Hydroelectric |  | Transmission Cost | ($/kW) | [5 empty] | 43 | 43 | 43 | 43 | 43 | 43 | 43 | 43 | 43 | 43 | 43 | 43 | 43 | 43 | 43 | 43 | 43 | 43 | 43 | 43
Hydroelectric |  | OCC with Transmission | ($/kW) | [5 empty] | 10843 | 10843 | 10843 | 10843 | 10843 | 10843 | 10843 | 10843 | 10843 | 10843 | 10843 | 10843 | 10843 | 10843 | 10843 | 10843 | 10843 | 10843 | 10843 | 10843
Hydroelectric |  | FOM Cost | ($/kW-y) | [5 empty] | 209 | 209 | 209 | 209 | 209 | 209 | 209 | 209 | 209 | 209 | 209 | 209 | 209 | 209 | 209 | 209 | 209 | 209 | 209 | 209
Hydroelectric |  | Economic Life | (years) | [5 empty] | 75 | 75 | 75 | 75 | 75 | 75 | 75 | 75 | 75 | 75 | 75 | 75 | 75 | 75 | 75 | 75 | 75 | 75 | 75 | 75
Hydroelectric |  | ITC | (%) | [5 empty] | 15% | 15% | 15% | 15% | 0% | 0% | 0% | 0% | 0% | 0% | 0% | 0% | 0% | 0% | 0% | 0% | 0% | 0% | 0% | 0%
Hydroelectric |  | Levelized Cost | ($/kW-yr) | [5 empty] | 697.85 | 697.85 | 697.85 | 697.85 | 762.25 | 762.25 | 762.25 | 762.25 | 762.25 | 762.25 | 762.25 | 762.25 | 762.25 | 762.25 | 762.25 | 762.25 | 762.25 | 762.25 | 762.25 | 762.25
Hydroelectric |  | VOM Cost | ($/MWh) | [5 empty] | 0 | 0 | 0 | 0 | 0 | 0 | 0 | 0 | 0 | 0 | 0 | 0 | 0 | 0 | 0 | 0 | 0 | 0 | 0 | 0
Hydroelectric |  | Fuel Cost | ($/MWh) | [5 empty] | 5.34 | 5.34 | 5.34 | 5.34 | 5.34 | 5.34 | 5.35 | 5.35 | 5.36 | 5.37 | 5.4 | 5.42 | 5.44 | 5.45 | 5.47 | 5.48 | 5.5 | 5.52 | 5.54 | 5.56
Hydroelectric | Northeast Zone 4 | Overnight Capital Cost | ($/kW) | [5 empty] | 9723 | 9723 | 9723 | 9723 | 9723 | 9723 | 9723 | 9723 | 9723 | 9723 | 9723 | 9723 | 9723 | 9723 | 9723 | 9723 | 9723 | 9723 | 9723 | 9723
Hydroelectric |  | Transmission Cost | ($/kW) | [5 empty] | 187 | 187 | 187 | 187 | 187 | 187 | 187 | 187 | 187 | 187 | 187 | 187 | 187 | 187 | 187 | 187 | 187 | 187 | 187 | 187
Hydroelectric |  | OCC with Transmission | ($/kW) | [5 empty] | 9910 | 9910 | 9910 | 9910 | 9910 | 9910 | 9910 | 9910 | 9910 | 9910 | 9910 | 9910 | 9910 | 9910 | 9910 | 9910 | 9910 | 9910 | 9910 | 9910
Hydroelectric |  | FOM Cost | ($/kW-y) | [5 empty] | 50 | 50 | 50 | 50 | 50 | 50 | 50 | 50 | 50 | 50 | 50 | 50 | 50 | 50 | 50 | 50 | 50 | 50 | 50 | 50
Hydroelectric |  | Economic Life | (years) | [5 empty] | 75 | 75 | 75 | 75 | 75 | 75 | 75 | 75 | 75 | 75 | 75 | 75 | 75 | 75 | 75 | 75 | 75 | 75 | 75 | 75
Hydroelectric |  | ITC | (%) | [5 empty] | 15% | 15% | 15% | 15% | 0% | 0% | 0% | 0% | 0% | 0% | 0% | 0% | 0% | 0% | 0% | 0% | 0% | 0% | 0% | 0%
Hydroelectric |  | Levelized Cost | ($/kW-yr) | [5 empty] | 512.87 | 512.87 | 512.87 | 512.87 | 571.73 | 571.73 | 571.73 | 571.73 | 571.73 | 571.73 | 571.73 | 571.73 | 571.73 | 571.73 | 571.73 | 571.73 | 571.73 | 571.73 | 571.73 | 571.73
Hydroelectric |  | VOM Cost | ($/MWh) | [5 empty] | 0 | 0 | 0 | 0 | 0 | 0 | 0 | 0 | 0 | 0 | 0 | 0 | 0 | 0 | 0 | 0 | 0 | 0 | 0 | 0
Hydroelectric |  | Fuel Cost | ($/MWh) | [5 empty] | 6.9 | 6.89 | 6.89 | 6.89 | 6.9 | 6.9 | 6.91 | 6.92 | 6.93 | 6.94 | 6.97 | 7.01 | 7.02 | 7.04 | 7.06 | 7.08 | 7.1 | 7.13 | 7.15 | 7.18
Hydroelectric | Northwest Zone 1 | Overnight Capital Cost | ($/kW) | [5 empty] | 12353 | 12353 | 12353 | 12353 | 12353 | 12353 | 12353 | 12353 | 12353 | 12353 | 12353 | 12353 | 12353 | 12353 | 12353 | 12353 | 12353 | 12353 | 12353 | 12353
Hydroelectric |  | Transmission Cost | ($/kW) | [5 empty] | 21 | 21 | 21 | 21 | 21 | 21 | 21 | 21 | 21 | 21 | 21 | 21 | 21 | 21 | 21 | 21 | 21 | 21 | 21 | 21
Hydroelectric |  | OCC with Transmission | ($/kW) | [5 empty] | 12374 | 12374 | 12374 | 12374 | 12374 | 12374 | 12374 | 12374 | 12374 | 12374 | 12374 | 12374 | 12374 | 12374 | 12374 | 12374 | 12374 | 12374 | 12374 | 12374
Hydroelectric |  | FOM Cost | ($/kW-y) | [5 empty] | 224 | 224 | 224 | 224 | 224 | 224 | 224 | 224 | 224 | 224 | 224 | 224 | 224 | 224 | 224 | 224 | 224 | 224 | 224 | 224
Hydroelectric |  | Economic Life | (years) | [5 empty] | 75 | 75 | 75 | 75 | 75 | 75 | 75 | 75 | 75 | 75 | 75 | 75 | 75 | 75 | 75 | 75 | 75 | 75 | 75 | 75
Hydroelectric |  | ITC | (%) | [5 empty] | 15% | 15% | 15% | 15% | 0% | 0% | 0% | 0% | 0% | 0% | 0% | 0% | 0% | 0% | 0% | 0% | 0% | 0% | 0% | 0%
Hydroelectric |  | Levelized Cost | ($/kW-yr) | [5 empty] | 782.97 | 782.97 | 782.97 | 782.97 | 856.47 | 856.47 | 856.47 | 856.47 | 856.47 | 856.47 | 856.47 | 856.47 | 856.47 | 856.47 | 856.47 | 856.47 | 856.47 | 856.47 | 856.47 | 856.47
Hydroelectric |  | VOM Cost | ($/MWh) | [5 empty] | 0 | 0 | 0 | 0 | 0 | 0 | 0 | 0 | 0 | 0 | 0 | 0 | 0 | 0 | 0 | 0 | 0 | 0 | 0 | 0
Hydroelectric |  | Fuel Cost | ($/MWh) | [5 empty] | 5.34 | 5.34 | 5.34 | 5.34 | 5.34 | 5.34 | 5.35 | 5.35 | 5.36 | 5.37 | 5.4 | 5.42 | 5.44 | 5.45 | 5.47 | 5.48 | 5.5 | 5.52 | 5.54 | 5.56
Hydroelectric | Northwest Zone 2 | Overnight Capital Cost | ($/kW) | [5 empty] | 11028 | 11028 | 11028 | 11028 | 11028 | 11028 | 11028 | 11028 | 11028 | 11028 | 11028 | 11028 | 11028 | 11028 | 11028 | 11028 | 11028 | 11028 | 11028 | 11028
Hydroelectric |  | Transmission Cost | ($/kW) | [5 empty] | 115 | 115 | 115 | 115 | 115 | 115 | 115 | 115 | 115 | 115 | 115 | 115 | 115 | 115 | 115 | 115 | 115 | 115 | 115 | 115
Hydroelectric |  | OCC with Transmission | ($/kW) | [5 empty] | 11143 | 11143 | 11143 | 11143 | 11143 | 11143 | 11143 | 11143 | 11143 | 11143 | 11143 | 11143 | 11143 | 11143 | 11143 | 11143 | 11143 | 11143 | 11143 | 11143
Hydroelectric |  | FOM Cost | ($/kW-y) | [5 empty] | 72 | 72 | 72 | 72 | 72 | 72 | 72 | 72 | 72 | 72 | 72 | 72 | 72 | 72 | 72 | 72 | 72 | 72 | 72 | 72
Hydroelectric |  | Economic Life | (years) | [5 empty] | 75 | 75 | 75 | 75 | 75 | 75 | 75 | 75 | 75 | 75 | 75 | 75 | 75 | 75 | 75 | 75 | 75 | 75 | 75 | 75
Hydroelectric |  | ITC | (%) | [5 empty] | 15% | 15% | 15% | 15% | 0% | 0% | 0% | 0% | 0% | 0% | 0% | 0% | 0% | 0% | 0% | 0% | 0% | 0% | 0% | 0%
Hydroelectric |  | Levelized Cost | ($/kW-yr) | [5 empty] | 590.35 | 590.35 | 590.35 | 590.35 | 656.54 | 656.54 | 656.54 | 656.54 | 656.54 | 656.54 | 656.54 | 656.54 | 656.54 | 656.54 | 656.54 | 656.54 | 656.54 | 656.54 | 656.54 | 656.54
Hydroelectric |  | VOM Cost | ($/MWh) | [5 empty] | 0 | 0 | 0 | 0 | 0 | 0 | 0 | 0 | 0 | 0 | 0 | 0 | 0 | 0 | 0 | 0 | 0 | 0 | 0 | 0
Hydroelectric |  | Fuel Cost | ($/MWh) | [5 empty] | 6.23 | 6.23 | 6.22 | 6.23 | 6.23 | 6.23 | 6.24 | 6.25 | 6.26 | 6.27 | 6.3 | 6.33 | 6.34 | 6.36 | 6.38 | 6.4 | 6.42 | 6.44 | 6.46 | 6.48
Hydroelectric | Northwest Zone 3 | Overnight Capital Cost | ($/kW) | [5 empty] | 10800 | 10800 | 10800 | 10800 | 10800 | 10800 | 10800 | 10800 | 10800 | 10800 | 10800 | 10800 | 10800 | 10800 | 10800 | 10800 | 10800 | 10800 | 10800 | 10800
Hydroelectric |  | Transmission Cost | ($/kW) | [5 empty] | 9 | 9 | 9 | 9 | 9 | 9 | 9 | 9 | 9 | 9 | 9 | 9 | 9 | 9 | 9 | 9 | 9 | 9 | 9 | 9
Hydroelectric |  | OCC with Transmission | ($/kW) | [5 empty] | 10809 | 10809 | 10809 | 10809 | 10809 | 10809 | 10809 | 10809 | 10809 | 10809 | 10809 | 10809 | 10809 | 10809 | 10809 | 10809 | 10809 | 10809 | 10809 | 10809
Hydroelectric |  | FOM Cost | ($/kW-y) | [5 empty] | 209 | 209 | 209 | 209 | 209 | 209 | 209 | 209 | 209 | 209 | 209 | 209 | 209 | 209 | 209 | 209 | 209 | 209 | 209 | 209
Hydroelectric |  | Economic Life | (years) | [5 empty] | 75 | 75 | 75 | 75 | 75 | 75 | 75 | 75 | 75 | 75 | 75 | 75 | 75 | 75 | 75 | 75 | 75 | 75 | 75 | 75
Hydroelectric |  | ITC | (%) | [5 empty] | 15% | 15% | 15% | 15% | 0% | 0% | 0% | 0% | 0% | 0% | 0% | 0% | 0% | 0% | 0% | 0% | 0% | 0% | 0% | 0%
Hydroelectric |  | Levelized Cost | ($/kW-yr) | [5 empty] | 696.23 | 696.23 | 696.23 | 696.23 | 760.43 | 760.43 | 760.43 | 760.43 | 760.43 | 760.43 | 760.43 | 760.43 | 760.43 | 760.43 | 760.43 | 760.43 | 760.43 | 760.43 | 760.43 | 760.43
Hydroelectric |  | VOM Cost | ($/MWh) | [5 empty] | 0 | 0 | 0 | 0 | 0 | 0 | 0 | 0 | 0 | 0 | 0 | 0 | 0 | 0 | 0 | 0 | 0 | 0 | 0 | 0
Hydroelectric |  | Fuel Cost | ($/MWh) | [5 empty] | 5.34 | 5.34 | 5.34 | 5.34 | 5.34 | 5.34 | 5.35 | 5.35 | 5.36 | 5.37 | 5.4 | 5.42 | 5.44 | 5.45 | 5.47 | 5.48 | 5.5 | 5.52 | 5.54 | 5.56
Hydroelectric | Northwest Zone 4 | Overnight Capital Cost | ($/kW) | [5 empty] | 9723 | 9723 | 9723 | 9723 | 9723 | 9723 | 9723 | 9723 | 9723 | 9723 | 9723 | 9723 | 9723 | 9723 | 9723 | 9723 | 9723 | 9723 | 9723 | 9723
Hydroelectric |  | Transmission Cost | ($/kW) | [5 empty] | 348 | 348 | 348 | 348 | 348 | 348 | 348 | 348 | 348 | 348 | 348 | 348 | 348 | 348 | 348 | 348 | 348 | 348 | 348 | 348
Hydroelectric |  | OCC with Transmission | ($/kW) | [5 empty] | 10071 | 10071 | 10071 | 10071 | 10071 | 10071 | 10071 | 10071 | 10071 | 10071 | 10071 | 10071 | 10071 | 10071 | 10071 | 10071 | 10071 | 10071 | 10071 | 10071
Hydroelectric |  | FOM Cost | ($/kW-y) | [5 empty] | 50 | 50 | 50 | 50 | 50 | 50 | 50 | 50 | 50 | 50 | 50 | 50 | 50 | 50 | 50 | 50 | 50 | 50 | 50 | 50
Hydroelectric |  | Economic Life | (years) | [5 empty] | 75 | 75 | 75 | 75 | 75 | 75 | 75 | 75 | 75 | 75 | 75 | 75 | 75 | 75 | 75 | 75 | 75 | 75 | 75 | 75
Hydroelectric |  | ITC | (%) | [5 empty] | 15% | 15% | 15% | 15% | 0% | 0% | 0% | 0% | 0% | 0% | 0% | 0% | 0% | 0% | 0% | 0% | 0% | 0% | 0% | 0%
Hydroelectric |  | Levelized Cost | ($/kW-yr) | [5 empty] | 520.49 | 520.49 | 520.49 | 520.49 | 580.31 | 580.31 | 580.31 | 580.31 | 580.31 | 580.31 | 580.31 | 580.31 | 580.31 | 580.31 | 580.31 | 580.31 | 580.31 | 580.31 | 580.31 | 580.31
Hydroelectric |  | VOM Cost | ($/MWh) | [5 empty] | 0 | 0 | 0 | 0 | 0 | 0 | 0 | 0 | 0 | 0 | 0 | 0 | 0 | 0 | 0 | 0 | 0 | 0 | 0 | 0
Hydroelectric |  | Fuel Cost | ($/MWh) | [5 empty] | 6.9 | 6.89 | 6.89 | 6.89 | 6.9 | 6.9 | 6.91 | 6.92 | 6.93 | 6.94 | 6.97 | 7.01 | 7.02 | 7.04 | 7.06 | 7.08 | 7.1 | 7.13 | 7.15 | 7.18
Hydroelectric | South Zone 1 | Overnight Capital Cost | ($/kW) | [5 empty] | 12353 | 12353 | 12353 | 12353 | 12353 | 12353 | 12353 | 12353 | 12353 | 12353 | 12353 | 12353 | 12353 | 12353 | 12353 | 12353 | 12353 | 12353 | 12353 | 12353
Hydroelectric |  | Transmission Cost | ($/kW) | [5 empty] | 14 | 14 | 14 | 14 | 14 | 14 | 14 | 14 | 14 | 14 | 14 | 14 | 14 | 14 | 14 | 14 | 14 | 14 | 14 | 14
Hydroelectric |  | OCC with Transmission | ($/kW) | [5 empty] | 12367 | 12367 | 12367 | 12367 | 12367 | 12367 | 12367 | 12367 | 12367 | 12367 | 12367 | 12367 | 12367 | 12367 | 12367 | 12367 | 12367 | 12367 | 12367 | 12367
Hydroelectric |  | FOM Cost | ($/kW-y) | [5 empty] | 224 | 224 | 224 | 224 | 224 | 224 | 224 | 224 | 224 | 224 | 224 | 224 | 224 | 224 | 224 | 224 | 224 | 224 | 224 | 224
Hydroelectric |  | Economic Life | (years) | [5 empty] | 75 | 75 | 75 | 75 | 75 | 75 | 75 | 75 | 75 | 75 | 75 | 75 | 75 | 75 | 75 | 75 | 75 | 75 | 75 | 75
Hydroelectric |  | ITC | (%) | [5 empty] | 15% | 15% | 15% | 15% | 0% | 0% | 0% | 0% | 0% | 0% | 0% | 0% | 0% | 0% | 0% | 0% | 0% | 0% | 0% | 0%
Hydroelectric |  | Levelized Cost | ($/kW-yr) | [5 empty] | 782.61 | 782.61 | 782.61 | 782.61 | 856.06 | 856.06 | 856.06 | 856.06 | 856.06 | 856.06 | 856.06 | 856.06 | 856.06 | 856.06 | 856.06 | 856.06 | 856.06 | 856.06 | 856.06 | 856.06
Hydroelectric |  | VOM Cost | ($/MWh) | [5 empty] | 0 | 0 | 0 | 0 | 0 | 0 | 0 | 0 | 0 | 0 | 0 | 0 | 0 | 0 | 0 | 0 | 0 | 0 | 0 | 0
Hydroelectric |  | Fuel Cost | ($/MWh) | [5 empty] | 5.34 | 5.34 | 5.34 | 5.34 | 5.34 | 5.34 | 5.35 | 5.35 | 5.36 | 5.37 | 5.4 | 5.42 | 5.44 | 5.45 | 5.47 | 5.48 | 5.5 | 5.52 | 5.54 | 5.56
Hydroelectric | South Zone 2 | Overnight Capital Cost | ($/kW) | [5 empty] | 10800 | 10800 | 10800 | 10800 | 10800 | 10800 | 10800 | 10800 | 10800 | 10800 | 10800 | 10800 | 10800 | 10800 | 10800 | 10800 | 10800 | 10800 | 10800 | 10800
Hydroelectric |  | Transmission Cost | ($/kW) | [5 empty] | 37 | 37 | 37 | 37 | 37 | 37 | 37 | 37 | 37 | 37 | 37 | 37 | 37 | 37 | 37 | 37 | 37 | 37 | 37 | 37
Hydroelectric |  | OCC with Transmission | ($/kW) | [5 empty] | 10837 | 10837 | 10837 | 10837 | 10837 | 10837 | 10837 | 10837 | 10837 | 10837 | 10837 | 10837 | 10837 | 10837 | 10837 | 10837 | 10837 | 10837 | 10837 | 10837
Hydroelectric |  | FOM Cost | ($/kW-y) | [5 empty] | 209 | 209 | 209 | 209 | 209 | 209 | 209 | 209 | 209 | 209 | 209 | 209 | 209 | 209 | 209 | 209 | 209 | 209 | 209 | 209
Hydroelectric |  | Economic Life | (years) | [5 empty] | 75 | 75 | 75 | 75 | 75 | 75 | 75 | 75 | 75 | 75 | 75 | 75 | 75 | 75 | 75 | 75 | 75 | 75 | 75 | 75
Hydroelectric |  | ITC | (%) | [5 empty] | 15% | 15% | 15% | 15% | 0% | 0% | 0% | 0% | 0% | 0% | 0% | 0% | 0% | 0% | 0% | 0% | 0% | 0% | 0% | 0%
Hydroelectric |  | Levelized Cost | ($/kW-yr) | [5 empty] | 697.55 | 697.55 | 697.55 | 697.55 | 761.92 | 761.92 | 761.92 | 761.92 | 761.92 | 761.92 | 761.92 | 761.92 | 761.92 | 761.92 | 761.92 | 761.92 | 761.92 | 761.92 | 761.92 | 761.92
Hydroelectric |  | VOM Cost | ($/MWh) | [5 empty] | 0 | 0 | 0 | 0 | 0 | 0 | 0 | 0 | 0 | 0 | 0 | 0 | 0 | 0 | 0 | 0 | 0 | 0 | 0 | 0
Hydroelectric |  | Fuel Cost | ($/MWh) | [5 empty] | 5.34 | 5.34 | 5.34 | 5.34 | 5.34 | 5.34 | 5.35 | 5.35 | 5.36 | 5.37 | 5.4 | 5.42 | 5.44 | 5.45 | 5.47 | 5.48 | 5.5 | 5.52 | 5.54 | 5.56
Gas | SCGT | Overnight Capital Cost | ($/kW) |  |  |  | 1535 | 1500 | 1487 | 1474 | 1462 | 1449 | 1436 | 1424 | 1411 | 1398 | 1386 | 1373 | 1360 | 1348 | 1335 | 1322 | 1310 | 1297 | 1284 | 1272 | 1259 | 1246
Gas |  | FOM Cost | ($/kW-y) |  |  |  | 37 | 36 | 36 | 36 | 35 | 35 | 35 | 35 | 34 | 34 | 34 | 34 | 34 | 33 | 33 | 33 | 33 | 33 | 32 | 32 | 32 | 32
Gas |  | Economic Life | (years) |  |  |  | 20 | 20 | 20 | 20 | 20 | 20 | 20 | 20 | 20 | 20 | 20 | 20 | 20 | 20 | 20 | 20 | 20 | 20 | 20 | 20 | 20 | 20
Gas |  | ITC | (%) | bar: 2029 to 2050
Gas |  | Levelized Cost | ($/kW-yr) |  |  |  | 158.06 | 154.62 | 153.33 | 152.17 | 150.88 | 149.73 | 148.44 | 147.28 | 146 | 144.85 | 143.7 | 142.4 | 141.25 | 139.96 | 138.81 | 137.51 | 136.37 | 135.08 | 133.93 | 132.64 | 131.48 | 130.19
Gas |  | VOM Cost | ($/MWh) |  |  |  | 9.37 | 9.23 | 9.23 | 9.23 | 9.23 | 9.23 | 9.23 | 9.23 | 9.23 | 9.23 | 9.23 | 9.23 | 9.23 | 9.23 | 9.23 | 9.23 | 9.23 | 9.23 | 9.23 | 9.23 | 9.23 | 9.23
Gas |  | Fuel Cost | ($/MWh) |  |  |  | 42.17 | 42.17 | 42.17 | 42.17 | 42.17 | 42.17 | 42.17 | 42.17 | 42.17 | 42.17 | 42.17 | 42.17 | 42.17 | 42.17 | 42.17 | 42.17 | 42.17 | 42.17 | 42.17 | 42.17 | 42.17 | 42.17
Gas | CCGT | Overnight Capital Cost | ($/kW) |  |  |  | 1712 | 1672 | 1656 | 1641 | 1625 | 1610 | 1594 | 1581 | 1568 | 1555 | 1541 | 1528 | 1515 | 1502 | 1489 | 1476 | 1463 | 1450 | 1436 | 1423 | 1410 | 1397
Gas |  | FOM Cost | ($/kW-y) |  |  |  | 47 | 46 | 45 | 45 | 44 | 44 | 43 | 43 | 43 | 42 | 42 | 42 | 41 | 41 | 41 | 41 | 40 | 40 | 40 | 39 | 39 | 38
Gas |  | Economic Life | (years) |  |  |  | 20 | 20 | 20 | 20 | 20 | 20 | 20 | 20 | 20 | 20 | 20 | 20 | 20 | 20 | 20 | 20 | 20 | 20 | 20 | 20 | 20 | 20
Gas |  | ITC | (%) | bar: 2029 to 2050
Gas |  | Levelized Cost | ($/kW-yr) |  |  |  | 182.11 | 177.82 | 176.02 | 174.37 | 172.56 | 170.9 | 169.25 | 167.79 | 166.46 | 165.13 | 163.79 | 162.47 | 161 | 159.68 | 158.35 | 157.02 | 155.56 | 154.23 | 152.9 | 151.58 | 150.25 | 148.78
Gas |  | VOM Cost | ($/MWh) |  |  |  | 2.78 | 2.71 | 2.69 | 2.67 | 2.65 | 2.63 | 2.61 | 2.59 | 2.58 | 2.57 | 2.54 | 2.53 | 2.51 | 2.5 | 2.49 | 2.47 | 2.46 | 2.43 | 2.42 | 2.41 | 2.39 | 2.38
Gas |  | Fuel Cost | ($/MWh) |  |  |  | 27.62 | 27.62 | 27.62 | 27.62 | 27.62 | 27.62 | 27.62 | 27.62 | 27.62 | 27.62 | 27.62 | 27.62 | 27.62 | 27.62 | 27.62 | 27.62 | 27.62 | 27.62 | 27.62 | 27.62 | 27.62 | 27.62