## Statement of Changes
2025-08-05
Interim Update to the Reliability Outlook issued on
2025-06-19
This workbook presents updated information relative to the last published Reliability Outlook. Changes are presented for the Firm and Planned scenarios under "All-Weather".
Statement of Changes:
1. This assessment includes the capacity auction results from the 2024 Auction, found here https://www.ieso.ca/en/Sector-Participants/Market-Operations/Markets-and-Related-Programs/Capacity-Auction 2. Outage information affecting “Total Reductions to Resources” is based on information available as of July 29 2025. 3. The changes in the reserve above requirement compared to the 2025Q2 Outlook are due to the updates discussed above and changes to generator outages submitted in CROW. 4. This update includes both extreme and normal weather scenarios.
This tab, "Statement of Changes", provides information regarding changes which have occurred since the publication of the last Outlook. Where specific information is the confidential information of a market participant, only a general description of the nature and timing of changes will be provided.
All data related to Firm All-Weather are shown in the green tabs. All data related to Planned All-Weather are shown in the blue tabs.
The "Weekly Data" tabs presents changes numerically, by week under the firm resource scenario. Reserve Above Requirement = Available Resources - (Ontario Demand + Required Reserve) - Capacity Exports, therefore a Reserve Above Requirement value of "0" means the available Reserve just meets the IESO's requirement. During periods where the Reserve Above Requirement is below the threshold may be placed at risk according to the IESO's quarterly outage approval process. These are weeks are highlighted in orange.
The "Resource Changes" tabs provide a breakdown by fuel type of the "Change in Total Reduction in Resources" column in their respective "Weekly Data" tabs for both the Firm and Planned resources scenario.
The "Reserve Above Requirement Chart" tabs present changes graphically, by week for the Firm and Planned resources scenario.
The "Demand Forecast Monthly Data" tab presents the actual and weather-corrected peak and energy demand for the period January 2002 to present. As well, the tab has the most recent and previous Normal weather peak and energy demand forecast (highlighted in yellow).
The "Forecast Peak Chart" tab presents the weather-corrected peak demand along with the Normal weather peak demand forecast.
The "Forecast Energy Chart" tab presents the weather-corrected energy demand along with the Normal weather energy demand forecast.

## Weekly Data; All-Firm
Interim Update to the Reliability Outlook
Firm Resource Scenario - Normal Weather
| Change in | Change in | Change in
| Total | Total Reductions | Reserve | Interim Update | Reliability Outlook
Week | Resources | in Resources | Above Requirement | Reserve | Reserve
Ending | (Interim Update minus | (Interim Update minus | (Interim Update minus | Above | Above
Day | Reliability Outlook) | Reliability Outlook) | Reliability Outlook) | Requirement | Requirement
| MW | MW | MW | MW | MW
2025-07-06 | [5 empty] | -2000
2025-07-13 | [5 empty] | -2000
2025-07-20 | [5 empty] | -2000
2025-07-27 | [5 empty] | -2000
2025-08-03 | These values are available from security and adequacy assessments. |  |  |  |  | -2000
2025-08-10 | [5 empty] | -2000
2025-08-17 | [5 empty] | -2000
2025-08-24 | [5 empty] | -2000
2025-08-31 | [5 empty] | -2000
2025-09-07 | [5 empty] | -2000
2025-09-14 | 0 | 323 | -9 | -1295 | -1286 | -2000
2025-09-21 | 0 | -760 | 760 | 598 | -162 | -2000
2025-09-28 | 0 | 107 | -9 | 273 | 282 | -2000
2025-10-05 | 0 | 290 | -154 | -591 | -437 | -2000
2025-10-12 | 0 | 270 | -142 | -164 | -22 | -2000
2025-10-19 | 0 | 1295 | -905 | -288 | 617 | -2000
2025-10-26 | 0 | 275 | 37 | 1114 | 1077 | -2000
2025-11-02 | 0 | 322 | 132 | 2907 | 2775 | -1000
2025-11-09 | 0 | 257 | 133 | 1287 | 1154 | -1000
2025-11-16 | 0 | 467 | -45 | 387 | 432 | -1000
2025-11-23 | 0 | 377 | -49 | 407 | 456 | -1000
2025-11-30 | 0 | 419 | -46 | 286 | 332 | -1000
2025-12-07 | 0 | 485 | -299 | 843 | 1142 | -1000
2025-12-14 | 0 | 447 | -300 | 1061 | 1361 | -1000
2025-12-21 | 0 | 129 | -51 | 1380 | 1431 | -1000
2025-12-28 | 0 | 129 | -51 | 2311 | 2362 | -1000
2026-01-04 | 0 | 130 | -76 | 1701 | 1777 | -1000
2026-01-11 | 0 | 103 | -50 | 1450 | 1500 | -1000
2026-01-18 | 0 | -2 | -46 | 1487 | 1533 | -1000
2026-01-25 | 0 | -1 | -49 | 786 | 835 | -1000
2026-02-01 | 0 | -1 | -48 | 856 | 904 | -1000
2026-02-08 | 0 | 5 | -40 | 1167 | 1207 | -1000
2026-02-15 | 0 | -2 | -41 | 1257 | 1298 | -1000
2026-02-22 | 0 | -1 | -42 | 1143 | 1185 | -1000
2026-03-01 | 0 | -879 | 663 | 1186 | 523 | -1000
2026-03-08 | 0 | -880 | 664 | 1126 | 462 | -1000
2026-03-15 | 0 | -880 | 656 | 1509 | 853 | -1000
2026-03-22 | 0 | -880 | 655 | 1815 | 1160 | -1000
2026-03-29 | 0 | -880 | 656 | 2260 | 1604 | -1000
2026-04-05 | 0 | -1 | -57 | 2190 | 2247 | -1000
2026-04-12 | 0 | -2 | -56 | 1863 | 1919 | -1000
2026-04-19 | 0 | -108 | -52 | 1810 | 1862 | -1000
2026-04-26 | 0 | 524 | -441 | 1685 | 2126 | -1000
2026-05-03 | 0 | 523 | -367 | 1917 | 2284 | -2000
2026-05-10 | 0 | 850 | -372 | 3430 | 3802 | -2000
2026-05-17 | 0 | -1 | 21 | 2759 | 2738 | -2000
2026-05-24 | 0 | -1 | 20 | 2933 | 2913 | -2000
2026-05-31 | 0 | -1 | 20 | 104 | 84 | -2000
2026-06-07 | 0 | -1 | 21 | -1009 | -1030 | -2000
2026-06-14 | 0 | 38 | 20 | -25 | -45 | -2000
2026-06-21 | 0 | 37 | 21 | -463 | -484 | -2000
2026-06-28 | 0 | 38 | 21 | -329 | -350 | -2000
2026-07-05 | 0 | -2 | 22 | -273 | -295 | -2000
2026-07-12 | 0 | -2 | 21 | -1318 | -1339 | -2000
2026-07-19 | 0 | -2 | 22 | -1301 | -1323 | -2000
2026-07-26 | 0 | -2 | 22 | -1218 | -1240 | -2000
2026-08-02 | 0 | -2 | -66 | -1191 | -1125 | -2000
2026-08-09 | 0 | -2 | -56 | -1311 | -1255 | -2000
2026-08-16 | 0 | 40 | -69 | -1038 | -969 | -2000
2026-08-23 | 0 | 89 | -69 | 13 | 82 | -2000
2026-08-30 | 0 | 88 | -60 | 589 | 649 | -2000
2026-09-06 | 0 | 46 | -7 | 215 | 222 | -2000
2026-09-13 | 0 | -2 | 2 | 619 | 617 | -2000
2026-09-20 | 0 | -2 | 2 | 1672 | 1670 | -2000
2026-09-27 | 0 | -2 | 2 | 1234 | 1232 | -2000
2026-10-04 | 0 | -1.9738 | 190 | -992 | -1182 | -2000
2026-10-11 | 0 | -1.9738 | 230 | -1667 | -1897 | -2000
2026-10-18 | 0 | -1.9738 | 239 | -419 | -658 | -2000
2026-10-25 | 0 | -1.9738 | 248 | 519 | 271 | -2000
2026-11-01 | 0 | -19.4537 | 318 | -382 | -700 | -1000
2026-11-08 | 0 | -19.4537 | 314 | -776 | -1090 | -1000
2026-11-15 | 0 | -2.0467 | 308 | -322 | -630 | -1000
2026-11-22 | 0 | 72.5643 | 309 | 1361 | 1052 | -1000
2026-11-29 | 0 | 875.9533 | -432 | 869 | 1301 | -1000
2026-12-06 | 0 | 875.8812 | -623 | 996 | 1619 | -1000
2026-12-13 | 0 | 875.8812 | -628 | 868 | 1496 | -1000
2026-12-20 | 0 | 875.8812 | -632 | 714 | 1346 | -1000
2026-12-27 | 0 | 875.8812 | -640 | 1440 | 2080 | -1000
2027-01-03 | 0 | 0 | 89 | 2103 | 2014 | -1000

## Resource Changes; All-Firm
Interim Update to the Reliability Outlook
Firm Scenario - Normal Weather
| Change in | Change in | Change in | Change in | Change | Change
| Total Reductions | Nuclear | Oil, Gas and Biomass | Wind, Solar and | in Total Bottled | in Demand
Week | in Resources | Reductions | Reductions | Hydroelectric Unavailable | Generation | Forecast
Ending | (Interim Update minus | (Interim Update minus | (Interim Update minus | (Interim Update minus | (Interim Update minus | (Interim Update minus
Day | Reliability Outlook) | Reliability Outlook) | Reliability Outlook) | Reliability Outlook) | Reliability Outlook) | 18-Month Outlook)
| MW | MW | MW | MW | MW | MW
2025-07-06
2025-07-13
2025-07-20
2025-07-27
2025-08-03 | These values are available from security and adequacy assessments.
2025-08-10
2025-08-17
2025-08-24
2025-08-31
2025-09-07
2025-09-14 | 323 | 30 | 0 | 293.0953 | 0 | 0
2025-09-21 | -760 | -772 | 0 | 11.8073 | 0 | 0
2025-09-28 | 107 | 30 | 0 | 76.7378 | 0 | 0
2025-10-05 | 290 | 30 | 189.4967 | 70.6956 | 0 | 0
2025-10-12 | 270 | 30 | 189.4967 | 50.1667 | 0 | 0
2025-10-19 | 1295 | 855 | 189.4967 | 262.7315 | -12.4951 | 0
2025-10-26 | 275 | 30 | 0 | 244.3221 | 0 | 0
2025-11-02 | 322 | 30 | 0 | 292.2457 | 0 | 0
2025-11-09 | 257 | 30 | 0 | 226.724 | 0 | 0
2025-11-16 | 467 | 30 | 192.5767 | 244.8147 | 0 | 0
2025-11-23 | 377 | 30 | 192.5767 | 154.9129 | 0 | 0
2025-11-30 | 419 | 30 | 192.5767 | 195.9703 | 0 | 0
2025-12-07 | 485 | 30 | 265.2067 | 189.9618 | 0 | 0
2025-12-14 | 447 | 30 | 265.2067 | 151.9265 | 0 | 0
2025-12-21 | 129 | 30 | 0 | 99.334 | 0 | 0
2025-12-28 | 129 | 30 | 0 | 99.334 | 0 | 0
2026-01-04 | 130 | 30 | 0 | 99.334 | 0 | 0
2026-01-11 | 103 | 0 | 0 | 102.9853 | 0 | 0
2026-01-18 | -2 | 0 | 0 | -1.602 | 0 | 0
2026-01-25 | -1 | 0 | 0 | -1.602 | 0 | 0
2026-02-01 | -1 | 0 | 0 | -1.602 | 0 | 0
2026-02-08 | 5 | 0 | 0 | 5.2466 | 0 | 0
2026-02-15 | -2 | 0 | 0 | -1.5677 | 0 | 0
2026-02-22 | -1 | 0 | 0 | -1.5677 | 0 | 0
2026-03-01 | -879 | -878 | 0 | -1.5677 | 0 | 0
2026-03-08 | -880 | -878 | 0 | -1.4812 | 0 | 0
2026-03-15 | -880 | -878 | 0 | -1.4812 | 0 | 0
2026-03-22 | -880 | -878 | 0 | -1.4812 | 0 | 0
2026-03-29 | -880 | -878 | 0 | -1.4812 | 0 | 0
2026-04-05 | -1 | 0 | 0 | -1.5076 | 0 | 0
2026-04-12 | -2 | 0 | 0 | -1.5076 | 0 | 0
2026-04-19 | -108 | 0 | 0 | -108.2105 | 0 | 0
2026-04-26 | 524 | 0 | 525 | -1.5076 | 0 | 0
2026-05-03 | 523 | 0 | 525 | -1.5076 | 0 | 0
2026-05-10 | 850 | 0 | 525 | 325.6047 | 0 | 0
2026-05-17 | -1 | 0 | 0 | -1.5454 | 0 | 0
2026-05-24 | -1 | 0 | 0 | -1.5454 | 0 | 0
2026-05-31 | -1 | 0 | 0 | -1.5454 | 0 | 0
2026-06-07 | -1 | 0 | 0 | -1.5092 | 0 | 0
2026-06-14 | 38 | 0 | 0 | 37.703 | 0 | 0
2026-06-21 | 37 | 0 | 0 | 37.703 | 0 | 0
2026-06-28 | 38 | 0 | 0 | 37.703 | 0 | 0
2026-07-05 | -2 | 0 | 0 | -2.0123 | 0 | 0
2026-07-12 | -2 | 0 | 0 | -1.9479 | 0 | 0
2026-07-19 | -2 | 0 | 0 | -1.9479 | 0 | 0
2026-07-26 | -2 | 0 | 0 | -1.9479 | 0 | 0
2026-08-02 | -2 | 0 | 0 | -1.9479 | 0 | 0
2026-08-09 | -2 | 0 | 0 | -1.8974 | 0 | 0
2026-08-16 | 40 | 0 | 0 | 40.3241 | 0 | 0
2026-08-23 | 89 | 0 | 0 | 88.9885 | 0 | 0
2026-08-30 | 88 | 0 | 0 | 88.9885 | 0 | 0
2026-09-06 | 46 | 0 | 0 | 45.8811 | 0 | 0
2026-09-13 | -2 | 0 | 0 | -1.8752 | 0 | 0
2026-09-20 | -2 | 0 | 0 | -1.8752 | 0 | 0
2026-09-27 | -2 | 0 | 0 | -1.8752 | 0 | 0
2026-10-04 | -1.9738 | 0 | 0 | -1.9738 | 0 | 0
2026-10-11 | -1.9738 | 0 | 0 | -1.9738 | 0 | 0
2026-10-18 | -1.9738 | 0 | 0 | -1.9738 | 0 | 0
2026-10-25 | -1.9738 | 0 | 0 | -1.9738 | 0 | 0
2026-11-01 | -19.4537 | 0 | 0 | -19.4537 | 0 | 0
2026-11-08 | -19.4537 | 0 | 0 | -19.4537 | 0 | 0
2026-11-15 | -2.0467 | 0 | 0 | -2.0467 | 0 | 0
2026-11-22 | 72.5643 | 0 | 0 | 72.5643 | 0 | 0
2026-11-29 | 875.9533 | 878 | 0 | -2.0467 | 0 | 0
2026-12-06 | 875.8812 | 878 | 0 | -2.1188 | 0 | 0
2026-12-13 | 875.8812 | 878 | 0 | -2.1188 | 0 | 0
2026-12-20 | 875.8812 | 878 | 0 | -2.1188 | 0 | 0
2026-12-27 | 875.8812 | 878 | 0 | -2.1188 | 0 | 0
2027-01-03 | 0 | 0 | 0 | 0.22886 | 0 | 0

## Weekly Data; All-Planned
Interim Update to the Reliability Outlook
Planned Resource Scenario - All Weather
| Change in | Change in | Change in
| Total | Total Reductions | Reserve | Interim Update | Reliability Outlook
Week | Resources | in Resources | Above Requirement | Reserve | Reserve
Ending | (Interim Update minus | (Interim Update minus | (Interim Update minus | Above | Above
Day | Reliability Outlook) | Reliability Outlook) | Reliability Outlook) | Requirement | Requirement
| MW | MW | MW | MW | MW
2025-07-06 | [6 empty] | -2000
2025-07-13 | [6 empty] | -2000
2025-07-20 | [6 empty] | -2000
2025-07-27 | [6 empty] | -2000
2025-08-03 | These values are available from security and adequacy assessments. | [5 empty] | -2000
2025-08-10 | [6 empty] | -2000
2025-08-17 | [6 empty] | -2000
2025-08-24 | [6 empty] | -2000
2025-08-31 | [6 empty] | -2000
2025-09-07 | [6 empty] | -2000
2025-09-14 | 0 | 323 | -47 | -1151 | -1104 | -2000 | -2000
2025-09-21 | 0 | -760 | 740 | 741 | 1 | -2000 | -2000
2025-09-28 | 0 | 107 | -29 | 416 | 445 | -2000 | -2000
2025-10-05 | 0 | 290 | -134 | -501 | -367 | -2000 | -2000
2025-10-12 | 0 | 269 | -141 | -83 | 58 | -2000 | -2000
2025-10-19 | 0 | 1295 | -895 | -170 | 725 | -2000 | -2000
2025-10-26 | 0 | 275 | 37 | 1196 | 1159 | -2000 | -2000
2025-11-02 | 0 | 322 | 133 | 3061 | 2928 | -2000 | -1000
2025-11-09 | 0 | 257 | 133 | 1434 | 1301 | -2000 | -1000
2025-11-16 | 0 | 467 | -46 | 457 | 503 | -2000 | -1000
2025-11-23 | 0 | 378 | -50 | 481 | 531 | -2000 | -1000
2025-11-30 | 0 | 419 | -47 | 360 | 407 | -2000 | -1000
2025-12-07 | 0 | 485 | -300 | 908 | 1208 | -2000 | -1000
2025-12-14 | 0 | 448 | -297 | 1130 | 1427 | -2000 | -1000
2025-12-21 | 0 | 129 | -51 | 1445 | 1496 | -2000 | -1000
2025-12-28 | 0 | 129 | -51 | 2377 | 2428 | -2000 | -1000
2026-01-04 | 0 | 129 | -71 | 1757 | 1828 | -2000 | -1000
2026-01-11 | 0 | 103 | -45 | 1515 | 1560 | -2000 | -1000
2026-01-18 | 0 | -2 | -48 | 1548 | 1596 | -2000 | -1000
2026-01-25 | 0 | -2 | -47 | 875 | 922 | -2000 | -1000
2026-02-01 | 0 | -2 | -43 | 950 | 993 | -2000 | -1000
2026-02-08 | 0 | 5 | -40 | 1259 | 1299 | -2000 | -1000
2026-02-15 | 0 | -1 | -47 | 1344 | 1391 | -2000 | -1000
2026-02-22 | 0 | -2 | -46 | 1232 | 1278 | -2000 | -1000
2026-03-01 | 0 | -880 | 661 | 1276 | 615 | -2000 | -1000
2026-03-08 | 0 | -880 | 656 | 1215 | 559 | -2000 | -1000
2026-03-15 | 0 | -879 | 659 | 1601 | 942 | -2000 | -1000
2026-03-22 | 0 | -879 | 653 | 1880 | 1227 | -2000 | -1000
2026-03-29 | 0 | -879 | 654 | 2320 | 1666 | -2000 | -1000
2026-04-05 | 0 | -1 | -53 | 2255 | 2308 | -2000 | -1000
2026-04-12 | 0 | -1 | -58 | 1884 | 1942 | -2000 | -1000
2026-04-19 | 0 | -108 | -53 | 1831 | 1884 | -2000 | -1000
2026-04-26 | 0 | 523 | -440 | 1752 | 2192 | -2000 | -1000
2026-05-03 | 0 | 524 | -368 | 1987 | 2355 | -2000 | -2000
2026-05-10 | 0 | 850 | -372 | 3464 | 3836 | -2000 | -2000
2026-05-17 | 0 | -2 | 12 | 2785 | 2773 | -2000 | -2000
2026-05-24 | 0 | -2 | 2 | 2959 | 2957 | -2000 | -2000
2026-05-31 | 0 | -1 | 1 | 223 | 222 | -2000 | -2000
2026-06-07 | 0 | -1 | 40 | -724 | -764 | -2000 | -2000
2026-06-14 | 0 | 37 | 22 | 298 | 276 | -2000 | -2000
2026-06-21 | 0 | 38 | 20 | -142 | -162 | -2000 | -2000
2026-06-28 | 0 | 37 | 33 | -6 | -39 | -2000 | -2000
2026-07-05 | 0 | -2 | 2 | 600 | 598 | -2000 | -2000
2026-07-12 | 0 | -2 | 12 | -444 | -456 | -2000 | -2000
2026-07-19 | 0 | -2 | 12 | -421 | -433 | -2000 | -2000
2026-07-26 | 0 | -1 | 1 | -346 | -347 | -2000 | -2000
2026-08-02 | 0 | -2 | -68 | -310 | -242 | -2000 | -2000
2026-08-09 | 0 | -1 | -78 | -439 | -361 | -2000 | -2000
2026-08-16 | 0 | 41 | -61 | -156 | -95 | -2000 | -2000
2026-08-23 | 0 | 89 | -60 | 896 | 956 | -2000 | -2000
2026-08-30 | 0 | 89 | -69 | 1463 | 1532 | -2000 | -2000
2026-09-06 | 0 | 46 | 13 | 1107 | 1094 | -2000 | -2000
2026-09-13 | 0 | -2 | 2 | 1490 | 1488 | -2000 | -2000
2026-09-20 | 0 | -2 | 22 | 2565 | 2543 | -2000 | -2000
2026-09-27 | 0 | -1 | 21 | 2126 | 2105 | -2000 | -2000
2026-10-04 | 0 | -1.9738 | 199 | -69 | -268 | -2000 | -2000
2026-10-11 | 0 | -1.9738 | 230 | -791 | -1021 | -2000 | -2000
2026-10-18 | 0 | -1.9738 | 238 | 497 | 259 | -2000 | -2000
2026-10-25 | 0 | -1.9738 | 257 | 1363 | 1106 | -2000 | -2000
2026-11-01 | 0 | -19.4537 | 320 | 232 | -88 | -2000 | -1000
2026-11-08 | 0 | -19.4537 | 314 | -119 | -433 | -2000 | -1000
2026-11-15 | 0 | -2.0467 | 309 | 319 | 10 | -2000 | -1000
2026-11-22 | 0 | 72.5643 | 306 | 2052 | 1746 | -2000 | -1000
2026-11-29 | 0 | 875.9533 | -438 | 1632 | 2070 | -2000 | -1000
2026-12-06 | 0 | 875.8812 | -623 | 1686 | 2309 | -2000 | -1000
2026-12-13 | 0 | 875.8812 | -628 | 1673 | 2301 | -2000 | -1000
2026-12-20 | 0 | 875.8812 | -633 | 1398 | 2031 | -2000 | -1000
2026-12-27 | 0 | 875.8812 | -640 | 2131 | 2771 | -2000 | -1000
2027-01-03 | 0 | 0.22886 | 90 | 2791 | 2701 | -2000 | -1000

## Resource Changes; All-Planned
Interim Update to the Reliability Outlook
Planned Scenario -All Weather
| Change in | Change in | Change in | Change in | Change | Change
| Total Reductions | Nuclear | Oil, Gas and Biomass | Wind, Solar and | in Total Bottled | in Demand
Week | in Resources | Reductions | Reductions | Hydroelectric Unavailable | Generation | Forecast
Ending | (Interim Update minus | (Interim Update minus | (Interim Update minus | (Interim Update minus | (Interim Update minus | (Interim Update minus
Day | Reliability Outlook) | Reliability Outlook) | Reliability Outlook) | Reliability Outlook) | Reliability Outlook) | 18-Month Outlook)
| MW | MW | MW | MW | MW | MW
2025-07-06
2025-07-13
2025-07-20
2025-07-27
2025-08-03 | These values are available from security and adequacy assessments.
2025-08-10
2025-08-17
2025-08-24
2025-08-31
2025-09-07
2025-09-14 | 323 | 30 | 0 | 293.0953 | 0 | 0
2025-09-21 | -760 | -772 | 0 | 11.8073 | 0 | 0
2025-09-28 | 107 | 30 | 0 | 76.7378 | 0 | 0
2025-10-05 | 290 | 30 | 189.4967 | 70.6956 | 0 | 0
2025-10-12 | 269 | 30 | 189.4967 | 50.1667 | 0 | 0
2025-10-19 | 1295 | 855 | 189.4967 | 262.7315 | -12.4951 | 0
2025-10-26 | 275 | 30 | 0 | 244.3221 | 0 | 0
2025-11-02 | 322 | 30 | 0 | 292.2457 | 0 | 0
2025-11-09 | 257 | 30 | 0 | 226.724 | 0 | 0
2025-11-16 | 467 | 30 | 192.5767 | 244.8147 | 0 | 0
2025-11-23 | 378 | 30 | 192.5767 | 154.9129 | 0 | 0
2025-11-30 | 419 | 30 | 192.5767 | 195.9703 | 0 | 0
2025-12-07 | 485 | 30 | 265.2067 | 189.9618 | 0 | 0
2025-12-14 | 448 | 30 | 265.2067 | 151.9265 | 0 | 0
2025-12-21 | 129 | 30 | 0 | 99.334 | 0 | 0
2025-12-28 | 129 | 30 | 0 | 99.334 | 0 | 0
2026-01-04 | 129 | 30 | 0 | 99.334 | 0 | 0
2026-01-11 | 103 | 0 | 0 | 102.9853 | 0 | 0
2026-01-18 | -2 | 0 | 0 | -1.602 | 0 | 0
2026-01-25 | -2 | 0 | 0 | -1.602 | 0 | 0
2026-02-01 | -2 | 0 | 0 | -1.602 | 0 | 0
2026-02-08 | 5 | 0 | 0 | 5.2466 | 0 | 0
2026-02-15 | -1 | 0 | 0 | -1.5677 | 0 | 0
2026-02-22 | -2 | 0 | 0 | -1.5677 | 0 | 0
2026-03-01 | -880 | -878 | 0 | -1.5677 | 0 | 0
2026-03-08 | -880 | -878 | 0 | -1.4812 | 0 | 0
2026-03-15 | -879 | -878 | 0 | -1.4812 | 0 | 0
2026-03-22 | -879 | -878 | 0 | -1.4812 | 0 | 0
2026-03-29 | -879 | -878 | 0 | -1.4812 | 0 | 0
2026-04-05 | -1 | 0 | 0 | -1.5076 | 0 | 0
2026-04-12 | -1 | 0 | 0 | -1.5076 | 0 | 0
2026-04-19 | -108 | 0 | 0 | -108.2105 | 0 | 0
2026-04-26 | 523 | 0 | 525 | -1.5076 | 0 | 0
2026-05-03 | 524 | 0 | 525 | -1.5076 | 0 | 0
2026-05-10 | 850 | 0 | 525 | 325.6047 | 0 | 0
2026-05-17 | -2 | 0 | 0 | -1.5454 | 0 | 0
2026-05-24 | -2 | 0 | 0 | -1.5454 | 0 | 0
2026-05-31 | -1 | 0 | 0 | -1.5454 | 0 | 0
2026-06-07 | -1 | 0 | 0 | -1.5092 | 0 | 0
2026-06-14 | 37 | 0 | 0 | 37.703 | 0 | 0
2026-06-21 | 38 | 0 | 0 | 37.703 | 0 | 0
2026-06-28 | 37 | 0 | 0 | 37.703 | 0 | 0
2026-07-05 | -2 | 0 | 0 | -2.0123 | 0 | 0
2026-07-12 | -2 | 0 | 0 | -1.9479 | 0 | 0
2026-07-19 | -2 | 0 | 0 | -1.9479 | 0 | 0
2026-07-26 | -1 | 0 | 0 | -1.9479 | 0 | 0
2026-08-02 | -2 | 0 | 0 | -1.9479 | 0 | 0
2026-08-09 | -1 | 0 | 0 | -1.8974 | 0 | 0
2026-08-16 | 41 | 0 | 0 | 40.3241 | 0 | 0
2026-08-23 | 89 | 0 | 0 | 88.9885 | 0 | 0
2026-08-30 | 89 | 0 | 0 | 88.9885 | 0 | 0
2026-09-06 | 46 | 0 | 0 | 45.8811 | 0 | 0
2026-09-13 | -2 | 0 | 0 | -1.8752 | 0 | 0
2026-09-20 | -2 | 0 | 0 | -1.8752 | 0 | 0
2026-09-27 | -1 | 0 | 0 | -1.8752 | 0 | 0
2026-10-04 | -1.9738 | 0 | 0 | -1.9738 | 0 | 0
2026-10-11 | -1.9738 | 0 | 0 | -1.9738 | 0 | 0
2026-10-18 | -1.9738 | 0 | 0 | -1.9738 | 0 | 0
2026-10-25 | -1.9738 | 0 | 0 | -1.9738 | 0 | 0
2026-11-01 | -19.4537 | 0 | 0 | -19.4537 | 0 | 0
2026-11-08 | -19.4537 | 0 | 0 | -19.4537 | 0 | 0
2026-11-15 | -2.0467 | 0 | 0 | -2.0467 | 0 | 0
2026-11-22 | 72.5643 | 0 | 0 | 72.5643 | 0 | 0
2026-11-29 | 875.9533 | 878 | 0 | -2.0467 | 0 | 0
2026-12-06 | 875.8812 | 878 | 0 | -2.1188 | 0 | 0
2026-12-13 | 875.8812 | 878 | 0 | -2.1188 | 0 | 0
2026-12-20 | 875.8812 | 878 | 0 | -2.1188 | 0 | 0
2026-12-27 | 875.8812 | 878 | 0 | -2.1188 | 0 | 0
2027-01-03 | 0.22886 | 0 | 0 | 0.22886 | 0 | 0

## Demand Forecast Monthly Data F
Reliability Demand Forecast and Actuals - Interim Update
Firm Scenario
Month | Actual Peak Demand (MW) | Weather Corrected Peak Demand (MW) | Forecasted Peak Demand - Current (MW) | Forecasted Peak Demand - Previous (MW) | Actual Energy Demand (GWh) | Weather Corrected Energy Demand (GWh) | Forecasted Energy Demand - Current (GWh) | Forecasted Energy Demand - Previous (GWh)
2005-01-31 | 24362 | 23993.4492 | 23890.98 | 23905.16 | 14619.18 | 14567.0605 | 14269.3901 | 14282.3542
2005-02-28 | 22322 | 23476.8547 | 23507.03 | 23524.11 | 12731.835 | 12786.7739 | 12795.0929 | 12805.1512
2005-03-31 | 22724 | 22240.0689 | 22370.34 | 22380.45 | 13494.28 | 13424.4576 | 13401.8026 | 13409.1936
2005-04-30 | 19343 | 20583.4876 | 20760.1 | 20417.65 | 11827.861 | 12049.7239 | 12063.7878 | 11863.508
2005-05-31 | 19007 | 19077.1489 | 20306.03 | 20732.51 | 11744.825 | 11728.4636 | 11928.3062 | 12061.7579
2005-06-30 | 26157 | 23975.4506 | 23402.64 | 23362.68 | 13499.266 | 12759.5611 | 12284.376 | 12372.8836
2005-07-31 | 26160 | 24608.6958 | 23820.5 | 23897.21 | 14094.375 | 13767.5643 | 13233.9731 | 13350.4619
2005-08-31 | 25816 | 24603.8078 | 23372.48 | 23532.39 | 14031.29 | 13551.573 | 13465.8968 | 13583.5912
2005-09-30 | 23914 | 22196.3282 | 22078.34 | 22066.72 | 12552.618 | 12265.6874 | 12151.9814 | 12212.8858
2005-10-31 | 20752 | 20712.8962 | 20922.81 | 20922.09 | 12187.328 | 12137.3055 | 12472.8188 | 12465.5686
2005-11-30 | 22564 | 21790.2777 | 22937.6 | 22872.64 | 12440.55 | 12477.7109 | 12867.08 | 12885.9881
2005-12-31 | 23750 | 23322.4445 | 23641.84 | 23670.18 | 13706.036 | 13623.3368 | 13796.3409 | 13805.757
2005 Jan-Dec | 26160 | 24608.6958 | 23890.98 | 23905.16 | 156929.444 | 155139.2183 | 154730.8468 | 155099.1011
2005 | 26160 | 24608.6958 | 23890.98 | 23905.16 | 156929.444 | 155139.2183 | 154730.8468 | 155099.1011
2006-01-31 | 23052 | 24481 | 24284.96 | 24271.9 | 13596.17 | 14017.9982 | 14424.4515 | 14400.5315
2006-02-28 | 22321 | 22264 | 23800.5 | 23772.33 | 12568.25 | 12541.4718 | 12948.2914 | 12925.309
2006-03-31 | 21772 | 22180.6416 | 22821.37 | 22806.73 | 13199.998 | 13192.0662 | 13634.8299 | 13618.8917
2006-04-30 | 19582 | 20894.4457 | 20910.04 | 20910.04 | 11512.852 | 11910.8438 | 12047.9755 | 12061.0271
2006-05-31 | 24857 | 21872.2911 | 21678.33 | 21678.33 | 11927.478 | 11716.8122 | 12279.9916 | 12290.8231
2006-06-30 | 23349 | 23612.7463 | 23998.72 | 23998.72 | 12541.936 | 12570.0752 | 12623.9122 | 12504.912
2006-07-31 | 26092 | 25257.3418 | 25397.46 | 25501.94 | 13853.619 | 13519.6572 | 13679.2646 | 13700.012
2006-08-31 | 27005 | 23880.5188 | 24805.29 | 24904.59 | 13308.1 | 13272.2832 | 13630.8008 | 13652.1041
2006-09-30 | 19976 | 21526.7648 | 23566.96 | 23665.13 | 11521.035 | 11636.9413 | 12254.9406 | 12279.4307
2006-10-31 | 19590 | 20459.0154 | 21498.15 | 21594.97 | 11962.307 | 11885.9146 | 12521.8009 | 12621.0956
2006-11-30 | 21267 | 22968.2115 | 23080.82 | 23163.05 | 12178.739 | 12470.0933 | 12892.685 | 12972.2602
2006-12-31 | 22941 | 23625.9393 | 24123.74 | 24219.55 | 12967.201 | 13244.9592 | 13800.6488 | 13888.1835
2006 Jan-Dec | 27005 | 25257.3418 | 25397.46 | 25501.94 | 151137.685 | 151979.1161 | 156739.5928 | 156914.5806
2006 | 27005 | 25257.3418 | 25397.46 | 25501.94 | 151137.685 | 151979.1161 | 156739.5928 | 156914.5806
2007-01-31 | 23537 | 23776.8339 | 24407.33 | 24676.71 | 13758.097 | 13944.3282 | 14347.6006 | 14418.4548
2007-02-28 | 23935 | 23053.0639 | 23805.23 | 24142.95 | 13037.578 | 12755.0378 | 12799.7079 | 12866.236
2007-03-31 | 22969 | 22680.4017 | 22410.89 | 22992.49 | 13192.72 | 13156.1473 | 13334.4268 | 13371.8087
2007-04-30 | 20016 | 21218.7001 | 20306.68 | 20309.87 | 11827.647 | 11977.7487 | 11833.3207 | 11907.0812
2007-05-31 | 21490 | 18881.5106 | 20882.55 | 20810.38 | 11818.634 | 11610.0662 | 11997.9552 | 12060.77
2007-06-30 | 25737 | 24968.2328 | 24501.25 | 24410.42 | 12692.547 | 12478.0186 | 12397.7724 | 12443.7764
2007-07-31 | 24561 | 24937.0822 | 25524.57 | 25516.05 | 12840.811 | 13223.8939 | 13470.8252 | 13480.2648
2007-08-31 | 25584 | 24566.9071 | 24734.55 | 24723 | 13454.57 | 13140.0528 | 13368.0197 | 13378.8094
2007-09-30 | 24046 | 20976.0219 | 22636.33 | 22622.79 | 11916.219 | 11637.1176 | 11853.5568 | 11870.3173
2007-10-31 | 19233 | 19607.6114 | 21554.34 | 21553.06 | 11908.105 | 11832.6413 | 12419.5501 | 12479.2683
2007-11-30 | 21814 | 22401.7023 | 22807.03 | 22802.56 | 12350.431 | 12475.2122 | 12719.7604 | 12785.4
2007-12-31 | 22935 | 23142.7472 | 24122.74 | 24265.37 | 13341.49 | 13271.8901 | 13588.2725 | 13664.5788
2007 Jan-Dec | 25737 | 24968.2328 | 25524.57 | 25516.05 | 152138.849 | 151502.1548 | 154130.7685 | 154726.7657
2007 | 25737 | 24968.2328 | 25524.57 | 25516.05 | 152138.849 | 151502.1548 | 154130.7685 | 154726.7657
2008-01-31 | 22782 | 23324.016 | 23839.9286 | 24111.98 | 13609.986 | 13838.5753 | 13978.7473 | 13978.7473
2008-02-29 | 23054 | 22662.4184 | 23331.2989 | 23609.24 | 12896.823 | 12779.7926 | 12968.8203 | 12968.8203
2008-03-31 | 20990 | 21209.0269 | 21883.6734 | 22192.68 | 13003.771 | 12776.0076 | 12970.3688 | 12970.3688
2008-04-30 | 19512 | 21077.4953 | 20048.0315 | 20289.2092 | 11520.396 | 11829.5843 | 11698.943 | 11776.5613
2008-05-31 | 18650 | 20139.9842 | 20210.7676 | 20510.3848 | 11407.14 | 11511.8244 | 11735.9553 | 11868.3067
2008-06-30 | 24195 | 23724.3431 | 23892.0192 | 24064.8552 | 12189.13 | 12047.5559 | 12103.6774 | 12277.9236
2008-07-31 | 23787 | 24987.592 | 25231.8939 | 24892.1639 | 13155.66 | 13310.9188 | 13161.835 | 13230.4923
2008-08-31 | 22707 | 23579.6573 | 24477.7753 | 24175.1644 | 12548.525 | 12736.6916 | 12926.0971 | 12997.2088
2008-09-30 | 22975 | 21404.2678 | 22290.904 | 22028.1998 | 11793.462 | 11598.0843 | 11529.5318 | 11625.0754
2008-10-31 | 19366 | 19511.6562 | 20907.5479 | 20890.2179 | 11634.137 | 11687.9192 | 12044.3073 | 12054.6447
2008-11-30 | 21279 | 22489.0231 | 22119.6095 | 22097.1995 | 11828.99 | 11991.9424 | 12262.6183 | 12273.0099
2008-12-31 | 22541 | 22164.6447 | 23154.6001 | 23127.1301 | 13061.497 | 12940.2947 | 13264.4707 | 13277.4204
2008 Jan-Dec | 24195 | 24987.592 | 25231.8939 | 24892.1639 | 148649.517 | 149049.1912 | 150645.372 | 151298.5794
2008 | 24195 | 24987.592 | 25231.8939 | 24892.1639 | 148649.517 | 149049.1912 | 150645.372 | 151298.5794
2009-01-31 | 22983 | 22667.0788 | 23813.0998 | 23707.8379 | 13730.291 | 13535.4467 | 13686.8304 | 13736.7837
2009-02-28 | 22110 | 21808.7203 | 23220.5185 | 23208.5217 | 11697.974 | 11749.4678 | 12296.9476 | 12355.4819
2009-03-31 | 21466 | 20868.6368 | 21914.9455 | 21811.347 | 12166.883 | 12165.271 | 12746.6818 | 12810.7557
2009-04-30 | 18744 | 20344.9145 | 20074.7226 | 20113.0921 | 10746.635 | 10901.2606 | 11354.7401 | 11361.629
2009-05-31 | 17560 | 18785.4908 | 20357.5736 | 20338.3242 | 10504.201 | 10536.0659 | 11416.2719 | 11420.2351
2009-06-30 | 22540 | 23485.0159 | 23172.7205 | 24031.7751 | 10884.323 | 11161.8895 | 11587.9581 | 11890.3191
2009-07-31 | 20011 | 22352.287 | 24350.6569 | 24998.0965 | 11315.411 | 12091.706 | 12626.1861 | 12927.8569
2009-08-31 | 24380 | 24120.5582 | 23669.6928 | 24191.8198 | 12225.812 | 12113.2789 | 12370.0057 | 12662.9069
2009-09-30 | 19731 | 19977.6676 | 21055.1421 | 21387.6161 | 10931.831 | 10838.0625 | 10978.4771 | 11408.9915
2009-10-31 | 18420 | 19464.8512 | 20214.6873 | 19980.1682 | 11181.875 | 11214.1928 | 11567.95 | 11457.266
2009-11-30 | 19710 | 21501.2294 | 21361.9788 | 21105.8649 | 11112.909 | 11605.7866 | 11858.5268 | 11720.1994
2009-12-31 | 21831 | 21730.9099 | 21919.3561 | 21919.3519 | 12688.573 | 12677.5761 | 12693.1919 | 12571.5531
2009 Jan-Dec | 24380 | 24120.5582 | 24350.6569 | 24998.0965 | 139186.718 | 140590.0043 | 145183.7675 | 146323.9781
2009 | 24380 | 24120.5582 | 24350.6569 | 24998.0965 | 139186.718 | 140590.0043 | 145183.7675 | 146323.9781
2010-01-31 | 22045 | 22297.8804 | 22717.3216 | 22848.1995 | 13145.439 | 13227.8171 | 13097.6605 | 13100.4287
2010-02-28 | 21367 | 22020.4448 | 22459.742 | 22601.4386 | 11751.752 | 11777.6488 | 11804.099 | 11802.5863
2010-03-31 | 19393 | 21346.0734 | 21309.448 | 21375.658 | 11686.054 | 12010.9613 | 12430.8985 | 12443.9712
2010-04-30 | 17398 | 19258.6821 | 18770.6298 | 18830.8098 | 10474.752 | 10898.0905 | 10857.612 | 10876.0194
2010-05-31 | 22904 | 21295.2011 | 18843.502 | 18901.172 | 11368.031 | 10951.2917 | 10814.7613 | 10831.5356
2010-06-30 | 21527 | 22474.9206 | 22550.9548 | 22475.1722 | 11555.961 | 11538.1526 | 11411.3572 | 11289.2038
2010-07-31 | 25075 | 24049.6327 | 23498.3733 | 23556.1728 | 13307.242 | 12903.2908 | 12442.4622 | 12254.006
2010-08-31 | 24917 | 24202.4847 | 22972.5225 | 22930.5442 | 12921.566 | 12462.2299 | 12301.8326 | 12079.1049
2010-09-30 | 24444 | 21702.065 | 21442.7835 | 21583.0572 | 11049.081 | 10949.8132 | 11055.5026 | 10955.9383
2010-10-31 | 17704 | 19199.6083 | 18855.0679 | 18913.1853 | 10929.335 | 10983.9114 | 11228.8238 | 11289.9493
2010-11-30 | 19970 | 20712.8718 | 20717.7815 | 20800.9021 | 11303.778 | 11457.171 | 11620.4239 | 11674.0146
2010-12-31 | 22114 | 21966.6139 | 21580.6272 | 21877.9323 | 12694.156 | 12581.1224 | 12708.2117 | 12672.8875
2010 Jan-Dec | 25075 | 24202.4847 | 23498.3733 | 23556.1728 | 142187.147 | 141741.5007 | 141773.6454 | 141269.6456
2010 | 25075 | 24202.4847 | 23498.3733 | 23556.1728 | 142187.147 | 141741.5007 | 141773.6454 | 141269.6456
2011-01-31 | 22733 | 22876.7298 | 22270.5192 | 22473.5308 | 13301.687 | 13237.9305 | 13343.9086 | 13346.7837
2011-02-28 | 21871 | 21660.2043 | 21982.186 | 22185.5679 | 11775.464 | 11710.5829 | 11979.6008 | 11978.0853
2011-03-31 | 20667 | 21179.9192 | 20550.1632 | 20518.0253 | 12352.443 | 12318.7834 | 12467.2468 | 12582.4452
2011-04-30 | 17945 | 19571.3477 | 18195.8466 | 18177.5279 | 10789.012 | 11022.5512 | 10965.5571 | 10947.0186
2011-05-31 | 20847 | 18742.8072 | 18515.1791 | 18459.5693 | 10781.74 | 10594.0641 | 10934.6882 | 10907.7777
2011-06-30 | 22765 | 22294.084 | 23107.108 | 22236.115 | 11238.277 | 11253.6631 | 11593.1744 | 11448.9073
2011-07-31 | 25450 | 23631.2692 | 23538.8355 | 23561.26 | 13298.189 | 12809.1348 | 12517.8651 | 12433.9544
2011-08-31 | 22051 | 22208.747 | 23196.6756 | 22893.3621 | 12531.706 | 12292.4814 | 12538.1515 | 12520.8517
2011-09-30 | 21552 | 21317.1824 | 21238.6927 | 21505.6711 | 11144.546 | 11031.1087 | 10964.8288 | 11078.0242
2011-10-31 | 18234 | 18168.0995 | 18437.0481 | 18646.2601 | 11012.737 | 10973.2195 | 11154.7901 | 11299.9067
2011-11-30 | 19673 | 21347.2844 | 20747.3335 | 20939.6064 | 11116.536 | 11452.4357 | 11622.5291 | 11750.0992
2011-12-31 | 20204 | 20772.1165 | 21942.4375 | 21830.2604 | 12121.895 | 12314.3757 | 12864.6619 | 12908.9056
2011 Jan-Dec | 25450 | 23631.2692 | 23538.8355 | 23561.26 | 141464.232 | 141010.3309 | 142947.0023 | 143202.7598
2011 | 25450 | 23631.2692 | 23538.8355 | 23561.26 | 141464.232 | 141010.3309 | 142947.0023 | 143202.7598
2012-01-31 | 21847 | 22084.7322 | 22160.0997 | 22311.4705 | 12715.234 | 12932.2873 | 13280.0235 | 13426.3128
2012-02-29 | 19956 | 20756.8677 | 21813.8691 | 21969.9045 | 11610.18 | 11786.6373 | 12202.5791 | 12342.1767
2012-03-31 | 20332 | 20595.0545 | 20708.9072 | 20812.9741 | 11487.527 | 11726.1779 | 12264.8125 | 12376.1481
2012-04-30 | 17874 | 19830.1533 | 18745.092 | 18839.2949 | 10641.371 | 10883.4994 | 10866.5786 | 10965.2216
2012-05-31 | 21106 | 20183.3954 | 19038.2309 | 19133.9054 | 11136.995 | 10838.5019 | 10943.6824 | 11043.0252
2012-06-30 | 24107 | 22832.4909 | 22569.1521 | 22769.3781 | 11800.327 | 11511.082 | 11398.2442 | 11438.9546
2012-07-31 | 24636 | 23630.2664 | 23298.1422 | 23409.2742 | 13456.845 | 13057.6199 | 12319.3311 | 12345.1403
2012-08-31 | 23188 | 22726.501 | 22956.5741 | 23120.2317 | 12632.817 | 12373.2613 | 12419.0386 | 12441.2801
2012-09-30 | 21183 | 19563.4079 | 20506.0631 | 20801.4263 | 11040.767 | 10900.4102 | 10811.3017 | 10908.5955
2012-10-31 | 18829 | 18684.153 | 18345.9037 | 18470.789 | 11141.991 | 11149.8822 | 11199.8353 | 11249.1624
2012-11-30 | 20144 | 21255.5382 | 20571.5606 | 20719.6649 | 11487.169 | 11663.449 | 11629.6439 | 11647.1911
2012-12-31 | 20382 | 20910.8981 | 21693.287 | 21693.287 | 12156.557 | 12306.8289 | 12612.0073 | 12612.0073
2012 Jan-Dec | 24636 | 23630.2664 | 23298.1422 | 23409.2742 | 141307.78 | 141129.6371 | 141947.0782 | 142795.2156
2012 | 24636 | 23630.2664 | 23298.1422 | 23409.2742 | 141307.78 | 141129.6371 | 141947.0782 | 142795.2156
2013-01-31 | 22610 | 22610 | 22013.997 | 22087.1815 | 12889.507 | 13061.0693 | 13314.3055 | 13414.0579
2013-02-28 | 21426 | 21333.0082 | 21773.6201 | 21812.6402 | 11742.246 | 11668.8474 | 11819.7381 | 11848.0211
2013-03-31 | 19825 | 19601.7123 | 20634.9497 | 20655.2636 | 11958.319 | 11869.9986 | 12283.0437 | 12234.9583
2013-04-30 | 18854 | 19284.8182 | 18492.3312 | 18511.2916 | 10944.906 | 11090.2932 | 11018.1303 | 10974.2592
2013-05-31 | 20488 | 18341.9804 | 19100.9692 | 19112.1279 | 10785.424 | 10533.5712 | 10932.3105 | 10888.1497
2013-06-30 | 22662 | 22719.4401 | 22499.2459 | 22558.9581 | 11174.679 | 11283.4325 | 11406.4319 | 11302.8302
2013-07-31 | 24927 | 24352.1456 | 23212.9348 | 23274.7748 | 12722.707 | 12736.3503 | 12479.5529 | 12365.1981
2013-08-31 | 22833 | 23255.371 | 22359.7987 | 22418.3572 | 12100.351 | 12084.9413 | 12227.7513 | 12114.2235
2013-09-30 | 22682 | 20422.3176 | 20513.3592 | 20405.2189 | 10837.167 | 10767.0057 | 11015.3041 | 10949.6326
2013-10-31 | 18445 | 18981.007 | 18388.3002 | 18346.8765 | 11135.689 | 11114.0467 | 11279.1846 | 11259.8117
2013-11-30 | 20615 | 21439.9844 | 20326.4941 | 20278.2514 | 11640.948 | 11709.7788 | 11686.9287 | 11540.2619
2013-12-31 | 21964 | 21184.5386 | 21395.0558 | 21395.0558 | 12702.006 | 12528.9266 | 12699.9803 | 12699.9803
2013 Jan-Dec | 24927 | 24352.1456 | 23212.9348 | 23274.7748 | 140633.949 | 140448.2614 | 142162.6617 | 141591.3843
2013 | 24927 | 24352.1456 | 23212.9348 | 23274.7748 | 140633.949 | 140448.2614 | 142162.6617 | 141591.3843
2014-01-31 | 22774 | 22043.8439 | 22319.8106 | 22281.5654 | 13613.596 | 13409.7767 | 13356.427 | 13460.4545
2014-02-28 | 21905 | 21218.2216 | 20964.0592 | 21036.432 | 12067.276 | 11812.9441 | 11748.3799 | 11801.9939
2014-03-31 | 21656 | 20189.4904 | 19906 | 19976.2561 | 12672.074 | 12242.1563 | 12054.5719 | 12104.2826
2014-04-30 | 18557 | 19635.3887 | 17649 | 17587.1303 | 10836.804 | 11038.5265 | 10731.1367 | 10788.8672
2014-05-31 | 18844 | 18750.4605 | 18964 | 19048.9658 | 10642.583 | 10546.4252 | 10790.2174 | 10851.4531
2014-06-30 | 20807 | 20705.1957 | 22469.55 | 22435 | 11228.548 | 11140.5499 | 11346.2756 | 11485.0325
2014-07-31 | 21300 | 22294.8035 | 22948.69 | 23025 | 11717.444 | 12324.9268 | 12360.0815 | 12350.9003
2014-08-31 | 21363 | 21644.3547 | 21403.44 | 21483 | 11718.183 | 11819.2371 | 11992.5131 | 11900.7025
2014-09-30 | 21123 | 19449.0766 | 19023.2704 | 18933.24 | 10836.546 | 10671.4853 | 10579.5258 | 10661.5775
2014-10-31 | 17784 | 18447.2196 | 18638.7361 | 18588.6 | 10819.854 | 10814.1967 | 11126.7565 | 11340.0968
2014-11-30 | 20102 | 19923.2587 | 20302.34 | 20335.99 | 11487.634 | 11604.0111 | 11497.4835 | 11729.6029
2014-12-31 | 20938 | 21582.6701 | 21237.74 | 21117.85 | 12131.525 | 12256.0958 | 12769.4956 | 12721.7996
2014 Jan-Dec | 22774 | 22294.8035 | 22948.69 | 23025 | 139772.067 | 139680.3316 | 140352.8643 | 141196.7633
2014 | 22774 | 22294.8035 | 22948.69 | 23025 | 139772.067 | 139680.3316 | 140352.8643 | 141196.7633
2015-01-31 | 21814 | 21503.4489 | 22293.59 | 22148.5086 | 13119.979 | 12937.1182 | 13068.9431 | 13008.638
2015-02-28 | 21494 | 19709.6284 | 21016.81 | 20895.8261 | 12302.279 | 11740.7321 | 11528.5197 | 11523.9679
2015-03-31 | 20827 | 19815.3722 | 19840.93 | 19916.86 | 12044.976 | 11777.2204 | 11856.8161 | 11909.1231
2015-04-30 | 18462 | 19362.8308 | 18121.2 | 18197.12 | 10404.961 | 10624.617 | 10542.0267 | 10616.7981
2015-05-31 | 19158 | 17881.7583 | 19370.33 | 19451.06 | 10547.132 | 10231.5964 | 10635.9243 | 10710.0762
2015-06-30 | 19339 | 20554.6293 | 22276.64 | 22318.29 | 10624.316 | 10908.724 | 11410.2692 | 11467.269
2015-07-31 | 22516 | 22638.5319 | 22888.49 | 22990.85 | 12105.066 | 12273.6405 | 12174.2184 | 12268.7948
2015-08-31 | 22383 | 22383 | 21463.69 | 21573.24 | 11797.099 | 11782.7212 | 11821.2763 | 11926.0907
2015-09-30 | 22063 | 19299.6325 | 18485 | 18470.35 | 11361.901 | 10718.9879 | 10512.648 | 10527.7842
2015-10-31 | 17667 | 18444.3181 | 18339 | 18288.43 | 10687.264 | 10731.7474 | 11150.1256 | 11108.4988
2015-11-30 | 19239 | 19631.9089 | 20306 | 20289.75 | 10681.592 | 10867.5486 | 11595.0899 | 11611.8869
2015-12-31 | 19161 | 20418.0801 | 21160.04 | 21041 | 11313.857 | 11784.7123 | 12611.2501 | 12716.5842
2015 Jan-Dec | 22516 | 22638.5319 | 22888.49 | 22990.85 | 136990.422 | 136379.3659 | 138907.1073 | 139395.512
2015 | 22516 | 22638.5319 | 22888.49 | 22990.85 | 136990.422 | 136379.3659 | 138907.1073 | 139395.512
2016-01-31 | 20836 | 21249.7402 | 22360.24 | 22389 | 12384.867 | 12523.599 | 12982.1466 | 13133.9036
2016-02-29 | 20766 | 20194.6163 | 20985.25 | 20976 | 11471.763 | 11502.97 | 11806.8997 | 11905.4275
2016-03-31 | 20063 | 19588.615 | 20075.21 | 20075.21 | 11302.963 | 11358.2428 | 11758.7447 | 11764.9017
2016-04-30 | 17821 | 18912.1728 | 17405.08 | 17405.08 | 10409.92 | 10578.9099 | 10309.6515 | 10355.9315
2016-05-31 | 19885 | 19707.6447 | 19235.65 | 19235.65 | 10470.808 | 10115.8584 | 10530.0143 | 10686.8299
2016-06-30 | 21692 | 21568.912 | 22315.7305 | 22310.79 | 11101.521 | 11141.3797 | 11378.6081 | 11376.3742
2016-07-31 | 22659 | 22288.7672 | 22599.9414 | 22586.86 | 12497.616 | 12345.0421 | 11896.1402 | 11847.0197
2016-08-31 | 23100 | 22375.997 | 21440.3166 | 21368.76 | 13113.359 | 12295.9028 | 11771.834 | 11711.8709
2016-09-30 | 23213 | 19712.7154 | 18289 | 18302.4926 | 11072.26 | 10659.2295 | 10401.8861 | 10424.2936
2016-10-31 | 18189 | 18394.9922 | 18079 | 18165.7614 | 10518.677 | 10453.1463 | 10947.5325 | 10932.0243
2016-11-30 | 19369 | 20197.5483 | 20296 | 20406.3475 | 10697.636 | 10952.8459 | 11524.026 | 11489.2943
2016-12-31 | 20688 | 20286.7849 | 20888 | 20888 | 11978.041 | 11950.5536 | 12430.7427 | 12430.7427
2016 Jan-Dec | 23213 | 22375.997 | 22599.9414 | 22586.86 | 137019.431 | 135877.68 | 137738.2263 | 138058.614
2016 | 23213 | 22375.997 | 22599.9414 | 22586.86 | 137019.431 | 135877.68 | 137738.2263 | 138058.614
2017-01-31 | 20372 | 20965.9674 | 21913.73 | 21981 | 12108.005 | 12369.7298 | 12818.8508 | 12859.1363
2017-02-28 | 19838 | 20379.4501 | 20966.2287 | 21043 | 10607.563 | 10787.4931 | 11294.713 | 11332.858
2017-03-31 | 19174 | 18212.1966 | 20137.3 | 20125.57 | 11591.031 | 11337.3471 | 11824.0632 | 11820.8363
2017-04-30 | 17349 | 18482.7844 | 17969.79 | 17999.63 | 9788.616 | 10105.7565 | 10366.7129 | 10383.899
2017-05-31 | 17738 | 18260.3078 | 19193.19 | 19223.9 | 10153.182 | 10012.8427 | 10576.9018 | 10599.4394
2017-06-30 | 21168 | 21144.8187 | 22454.87 | 22374.02 | 10657.08 | 10682.999 | 11159.3312 | 11176.8995
2017-07-31 | 20627 | 22152.8524 | 22492.73 | 22614.36 | 11587.63 | 11851.6211 | 11984.7355 | 11995.2502
2017-08-31 | 20158 | 21323.3584 | 22376.43 | 22378.02 | 11350.012 | 11513.597 | 12105.5471 | 12111.7263
2017-09-30 | 21786 | 17821.4732 | 19490.21 | 19328.32 | 10679.393 | 10155.927 | 10494.2948 | 10498.419
2017-10-31 | 17418 | 17407.7858 | 18030.62 | 17984.95 | 10339.329 | 10260.3837 | 10942.7953 | 10911.8652
2017-11-30 | 19115 | 19195.4397 | 20230.97 | 20247.95 | 10955.909 | 10946.7668 | 11371.7451 | 11383.4887
2017-12-31 | 20306 | 19532.5265 | 20901.44 | 20901.44 | 12338.893 | 12096.0133 | 12303.6865 | 12303.6865
2017 Jan-Dec | 21786 | 22152.8524 | 22492.73 | 22614.36 | 132156.643 | 132120.4771 | 137243.3774 | 137377.5044
2017 | 21786 | 22152.8524 | 22492.73 | 22614.36 | 132156.643 | 132120.4771 | 137243.3774 | 137377.5044
2018-01-31 | 20906 | 20177.5339 | 21618.93 | 21761.48 | 12700.826 | 12679.8037 | 12685.9178 | 12739.2507
2018-02-28 | 20076 | 20042.2165 | 20242.21 | 20303.37 | 10951.065 | 11081.1365 | 11074.1738 | 11102.3023
2018-03-31 | 18462 | 18661.9094 | 19551.97 | 19623.4 | 11372.42 | 11200.5402 | 11423.555 | 11462.0987
2018-04-30 | 18011 | 18107.9593 | 17669.81 | 17797.45 | 10578.368 | 10586.2978 | 10157.8502 | 10189.0993
2018-05-31 | 20473 | 19262.1307 | 18817.47 | 18914.03 | 10421.469 | 10081.137 | 10289.6502 | 10319.2302
2018-06-30 | 21369 | 20626.9619 | 21890.0001 | 21874.44 | 10923.446 | 10980.4534 | 10863.4062 | 10862.0067
2018-07-31 | 23046 | 22546.0792 | 22076.0001 | 22002.38 | 12685.321 | 12483.116 | 11652.7714 | 11637.8996
2018-08-31 | 21990 | 21385.6483 | 21946.0001 | 21936.42 | 12688.795 | 12040.5393 | 11685.5744 | 11688.5067
2018-09-30 | 23240 | 19505.5646 | 19019 | 19013.0001 | 11147.31 | 10579.1906 | 10189.9802 | 10125.5779
2018-10-31 | 18205 | 17751.4152 | 17788 | 17799.0001 | 10717.348 | 10526.7735 | 10750.0648 | 10677.4838
2018-11-30 | 20152 | 19266.3918 | 19828 | 19752.0001 | 11360.321 | 11184.9393 | 11170.7506 | 11077.6035
2018-12-31 | 19891 | 20375.1864 | 20503 | 20450.0001 | 11938.614 | 12019.553 | 12007.3958 | 11796.5086
2018 Jan-Dec | 23240 | 22546.0792 | 22076.0001 | 22002.38 | 137485.303 | 135443.4802 | 133951.0905 | 133677.568
2018 | 23240 | 22546.0792 | 22076.0001 | 22002.38 | 137485.303 | 135443.4802 | 133951.0905 | 133677.568
2019-01-31 | 21525 | 21058.2817 | 21506 | 21334 | 12777.216 | 12688.8389 | 12973.2132 | 12767.5977
2019-02-28 | 20500 | 20420.3692 | 20008 | 20016 | 11291.744 | 11212.4836 | 11162.2057 | 11115.2732
2019-03-31 | 20263 | 19198.6839 | 19457 | 19474 | 11658.678 | 11457.734 | 11522.1982 | 11474.3257
2019-04-30 | 17645 | 18796.3299 | 17548 | 17605 | 10264.505 | 10432.2785 | 10252.9314 | 10251.5353
2019-05-31 | 16784 | 17977.0308 | 18663 | 18660 | 10219.56 | 10218.7126 | 10412.0446 | 10413.1286
2019-06-30 | 20248 | 21239.1838 | 21623 | 21570 | 10365.619 | 10608.5215 | 10939.3571 | 10939.6692
2019-07-31 | 21791 | 21120.5208 | 22061 | 22105 | 12792.766 | 12446.1887 | 11763.9974 | 11911.1182
2019-08-31 | 21354 | 22490.4547 | 21200 | 21550 | 11825.052 | 11798.5843 | 11598.2109 | 11669.5054
2019-09-30 | 19717 | 18919.6325 | 19469.84 | 18920 | 10318.533 | 10167.6302 | 10564.4926 | 10160.875
2019-10-31 | 18329 | 18814.592 | 17559 | 17535 | 10351.05 | 10446.8836 | 10788.0047 | 10681.7179
2019-11-30 | 19625 | 19001.8635 | 19597 | 19734 | 11255.325 | 11094.2081 | 11194.6524 | 11149.8828
2019-12-31 | 20974 | 20974 | 20307 | 20437 | 11997.095 | 12094.1802 | 12086.6766 | 12159.4719
2019 Jan-Dec | 21791 | 22490.4547 | 22061 | 22105 | 135117.143 | 134666.2442 | 135257.9849 | 134694.1009
2019 | 21791 | 22490.4547 | 22061 | 22105 | 135117.143 | 134666.2442 | 135257.9849 | 134694.1009
2020-01-31 | 19928 | 21137.8728 | 21185.0004 | 21115 | 12178.575 | 12460.9405 | 12859.4588 | 12814.6236
2020-02-29 | 19630 | 19776.0281 | 19917.0004 | 19853 | 11239.82 | 11253.1814 | 11586.6754 | 11545.2458
2020-03-31 | 18183 | 18364.6411 | 19377.0004 | 19318 | 10989.389 | 11044.0958 | 11522.322 | 11491.168
2020-04-30 | 15350 | 16515.7848 | 17302.0004 | 17323.0004 | 9282.854 | 9383.3554 | 10229.1483 | 10269.9312
2020-05-31 | 20649 | 18761.2836 | 17426 | 18560.0004 | 9642.117 | 9306.4436 | 9434.378 | 10330.8315
2020-06-30 | 21292 | 20741.8718 | 20034 | 21540.0004 | 10800.015 | 10596.6512 | 10274.389 | 11220.2712
2020-07-31 | 24446 | 24057.7367 | 22364.4404 | 22195.0004 | 13202.706 | 12529.7172 | 11731.6936 | 12010.2547
2020-08-31 | 23823 | 25167.9743 | 21631.4406 | 21362.0004 | 12081.08 | 12338.1938 | 11441.5908 | 11604.6804
2020-09-30 | 20225 | 19254.2062 | 20312.4408 | 18817.0004 | 10114.374 | 10011.2355 | 10356.1124 | 10324.3729
2020-10-31 | 17679 | 17587.3164 | 17039.9727 | 16560.4413 | 10339.39 | 10349.5982 | 10040.7873 | 10056.3893
2020-11-30 | 19147 | 19416.1975 | 18891.9134 | 18730.4416 | 10529.032 | 10891.1669 | 10531.6058 | 10535.5719
2020-12-31 | 20738 | 20975.3455 | 19805.1651 | 19574.4417 | 11811.675 | 11932.8039 | 11815.0887 | 11796.3797
2020 Jan-Dec | 24446 | 25167.9743 | 22364.4404 | 22195.0004 | 132211.027 | 132097.3834 | 131823.25 | 133999.7201
2020 | 24446 | 25167.9743 | 22364.4404 | 22195.0004 | 132211.027 | 132097.3834 | 131823.25 | 133999.7201
2021-01-31 | 20150 | 20951.6431 | 21176.0005 | 20837.4605 | 12105.158 | 12307.6071 | 12539.1611 | 12334.6588
2021-02-28 | 20318 | 20175.4672 | 20760.0005 | 20423.6173 | 11233.123 | 11144.3783 | 11073.4765 | 10834.2847
2021-03-31 | 19344 | 19132.2536 | 19384.0005 | 18914.3515 | 11101.706 | 11180.3003 | 11497.7125 | 11108.3487
2021-04-30 | 16644 | 17618.7846 | 17070.0009 | 16953.0005 | 9781.57 | 10097.7166 | 10244.8035 | 10129.1803
2021-05-31 | 19443 | 16831.2928 | 18055.3342 | 17941.0005 | 10086.333 | 9812.1801 | 10152.0681 | 10150.0117
2021-06-30 | 22258 | 21528.4908 | 22162.0009 | 22212.5105 | 11262.474 | 10840.8856 | 10747.5852 | 10755.5082
2021-07-31 | 21655 | 22251.4821 | 22413.0005 | 22500.0009 | 11636.443 | 11970.9832 | 11806.5074 | 11818.4696
2021-08-31 | 22986 | 21854.4728 | 22235.0005 | 22332.0009 | 12856.511 | 12072.0791 | 11706.2663 | 11708.3351
2021-09-30 | 18769 | 18979.8917 | 21212.0005 | 21307.0009 | 10389.017 | 10401.3058 | 10472.6839 | 10482.8995
2021-10-31 | 17312 | 17606.8602 | 17270.7147 | 17261.0005 | 10516.14 | 10429.4829 | 10365.0376 | 10433.28
2021-11-30 | 19644 | 19684.7166 | 19227.38 | 19228.3338 | 10956.602 | 11017.3258 | 10886.7659 | 10903.2144
2021-12-31 | 20455 | 21331.5579 | 20088.8968 | 20071.3338 | 11969.602 | 12185.9418 | 11984.4925 | 11986.8857
2021 Jan-Dec | 22986 | 22251.4821 | 22413.0005 | 22500.0009 | 133894.679 | 133460.1865 | 133476.5604 | 132645.0766
2021 | 22986 | 22251.4821 | 22413.0005 | 22500.0009 | 133894.679 | 133460.1865 | 133476.5604 | 132645.0766
2022-01-31 | 21349 | 21334.1018 | 20983.6671 | 20940.1258 | 13085.388 | 12928.5532 | 12536.9576 | 12489.7994
2022-02-28 | 20918 | 20782.3287 | 20446.0004 | 20331.4888 | 11487.734 | 11400.5165 | 11208.712 | 11171.9517
2022-03-31 | 19763 | 19274.0763 | 19401.3338 | 19482.5828 | 11816.835 | 11722.9643 | 11617.5125 | 11591.1551
2022-04-30 | 17256 | 18817.8027 | 17251.0005 | 17264.0004 | 10265.047 | 10506.4366 | 10239.112 | 10244.1893
2022-05-31 | 21292 | 20136.0014 | 18269.0005 | 18273.6671 | 10469.914 | 10137.6947 | 10372.2878 | 10375.4674
2022-06-30 | 21954 | 22101.7092 | 22161.0005 | 22173.0004 | 10929.858 | 11002.2267 | 10967.9836 | 10969.0566
2022-07-31 | 22607 | 22484.9516 | 22542.0005 | 22546.0005 | 12343.623 | 12411.016 | 11893.9057 | 11889.6983
2022-08-31 | 21871 | 23477.9346 | 22430.0005 | 22399.0005 | 12624.254 | 11998.9314 | 12028.3221 | 12019.7286
2022-09-30 | 20350 | 20446.2276 | 21489.0005 | 21346.0005 | 10814.096 | 10678.4907 | 10551.0851 | 10488.1448
2022-10-31 | 17294 | 17498.1219 | 17559.0005 | 17550.0005 | 10384.167 | 10447.0825 | 10603.0084 | 10584.0232
2022-11-30 | 19441 | 19389.6575 | 19812.0005 | 19791.0005 | 11044.181 | 11128.3255 | 11151.0711 | 11134.34
2022-12-31 | 20173 | 20584.5241 | 20241.0005 | 20225.0005 | 12273.23 | 12412.7534 | 12191.9609 | 12176.1081
2022 Jan-Dec | 22607 | 23477.9346 | 22542.0005 | 22546.0005 | 133894.679 | 133460.1865 | 135361.9188 | 135133.6625
2022 | 22607 | 23477.9346 | 22542.0005 | 22546.0005 | 137538.327 | 136774.9915 | 135361.9188 | 135133.6625
2023-01-31 | 20486 | 21435.1399 | 21170.3338 | 21255.0005 | 12519.712 | 13052.768 | 12663.6554 | 12762.2603
2023-02-28 | 21388 | 20433.0112 | 20892.3338 | 20984.0005 | 11225.17 | 11325.8235 | 11375.0622 | 11461.3076
2023-03-31 | 18811 | 19000.8853 | 19701.0485 | 19818.0005 | 11846.269 | 11814.7494 | 11846.6528 | 11951.1697
2023-04-30 | 17547 | 18970.9273 | 17785.9996 | 17831.0005 | 10271.638 | 10354.8058 | 10349.2653 | 10370.0521
2023-05-31 | 20787 | 18001.5877 | 18869.9996 | 18912.0005 | 10356.75 | 10473.6584 | 10418.8057 | 10440.3611
2023-06-30 | 21463 | 22417.4764 | 21884.9996 | 21931.0005 | 11119.814 | 11230.6805 | 10652.496 | 10672.7289
2023-07-31 | 22686 | 23368.3724 | 22445.9996 | 22438.9996 | 12507.785 | 12455.0186 | 11858.9002 | 11846.9233
2023-08-31 | 21364 | 21865.1956 | 22396.9996 | 22393.9996 | 11828.62 | 12005.3253 | 12249.9171 | 12236.9698
2023-09-30 | 23713 | 22592.5109 | 21479.9996 | 21517.9996 | 10997.556 | 10636.5431 | 10718.9739 | 10702.4917
2023-10-31 | 20849 | 19208.5675 | 17668.0452 | 17669.3329 | 10932.34 | 10757.1302 | 10593.967 | 10600.3454
2023-11-30 | 20579 | 20453.2108 | 19742.0453 | 19755.3329 | 11456.562 | 11478.5016 | 11007.299 | 11013.2596
2023-12-31 | 20004 | 21211.1571 | 20346.0453 | 20354.6663 | 12065.5 | 12384.2261 | 12018.94 | 12023.4944
2023 Jan-Dec | 23713 | 23368.3724 | 22445.9996 | 22438.9996 | 137127.716 | 137969.2307 | 135753.9345 | 136081.364
2023 | 23713 | 23368.3724 | 22445.9996 | 22438.9996 | 137127.716 | 137969.2307 | 135753.9345 | 136081.364
2024-01-31 | 20880 | 21204.4347 | 21418.2553 | 21402.0453 | 12932.636 | 13105.3696 | 12929.406 | 12921.66
2024-02-29 | 19703 | 20151.4548 | 20987.7553 | 20977.0453 | 11437.175 | 11650.3599 | 11956.6273 | 11946.748
2024-03-31 | 18813 | 18850.8337 | 19645.2454 | 19618.0454 | 11484.309 | 11574.3149 | 11836.2413 | 11828.119
2024-04-30 | 17958 | 18698.6244 | 17839.6154 | 17854.0654 | 10429.148 | 10590.4116 | 10616.6408 | 10655.7906
2024-05-31 | 20436 | 19627.7984 | 19148.7554 | 19124.2354 | 10683.881 | 10589.314 | 10660.6544 | 10683.7118
2024-06-30 | 23852 | 22634.2284 | 22502.1655 | 22372.1055 | 11543.786 | 11310.9921 | 10892.6773 | 10881.7852
2024-07-30 | 23356 | 23419.1746 | 22729.3704 | 22753.1555 | 13026.541 | 12910.7525 | 12334.9116 | 12346.4602
2024-08-29 | 23179 | 22765.533 | 22592.9271 | 22582.3655 | 12611.122 | 12364.443 | 12432.5962 | 12391.7927
2024-09-28 | 21546 | 21365.7165 | 21998.022 | 21956.7255 | 11264.302 | 10874.6988 | 11042.347 | 10997.8597
2024-10-28 | 17998 | 18484.2901 | 17976.8176 | 18065.3308 | 10949.216 | 11004.9703 | 11073.6096 | 11118.558
2024-11-27 | 19260 | 20009.9617 | 20217.9361 | 19920.0456 | 11248.652 | 11430.2956 | 11500.099 | 11505.3535
2024-12-27 | 20929 | 21323.8087 | 21036.6297 | 20639.0456 | 12871.042 | 12958.2113 | 12626.6472 | 12587.0515
2024 Jan-Dec | 23852 | 23419.1746 | 22729.3704 | 22753.1555 | 140481.81 | 140364.1339 | 139902.4576 | 139864.8901
2024 | 23852 | 23419.1746 | 22729.3704 | 22753.1555 | 140481.81 | 140364.1339 | 139902.4576 | 139864.8901
2025-01-26 | 22058 | 22379.5336 | 21835.8361 | 21897.7353 | 13668.714 | 13661.657 | 13253.9945 | 13311.2944
2025-02-25 | 21399 | 21116.0479 | 21259.4124 | 21339.5203 | 12278.547 | 12130.7045 | 11671.9004 | 11723.1548
2025-03-27 | 20232 | 19614.4739 | 20000.0174 | 20077.5039 | 12057.659 | 12091.2745 | 12058.4394 | 12114.2555
2025-04-26 | 19271 | 19246.3001 | 18154.8411 | 18086.5027 | 10837.309 | 10891.1786 | 10619.601 | 10773.3882
2025-05-26 | 18190 | 18891.1849 | 19064.5516 | 19560.3489 | 10770.893 | 10873.3118 | 10649.1943 | 10885.5
2025-06-25 | 24775 | 22678.4237 | 22279.0506 | 22741.3254 | 11845.624 | 11544.6629 | 11223.7937 | 11229.1223
2025-07-25 |  |  | 23168.1551 | 23487.2904 |  |  | 12424.9641 | 12509.3372
2025-08-24 |  |  | 22782.3554 | 23091.6979 |  |  | 12363.8608 | 12516.0456
2025-09-23 |  |  | 21288.0486 | 21530.5959 |  |  | 11069.0052 | 11159.6209
2025-10-23 |  |  | 18437.878 | 18677.4469 |  |  | 11157.981 | 11260.2123
2025-11-22 |  |  | 20109.1903 | 20371.8255 |  |  | 11501.4087 | 11630.4438
2025-12-22 |  |  | 21207.269 | 21542.0995 |  |  | 12716.1889 | 12866.2424
2025 Jan-Jun |  |  | 22279.0506 | 22741.3254 |  |  | 69476.9232 | 70036.7152
2025 |  |  | 23168.1551 | 23487.2904 |  |  | 140710.332 | 141978.6173
2003-05-31 |  | 19239.9371 | 19941.8744 |  |  | 11738.9297 | 11726.0969
2003-06-30 |  | 22602.9614 | 22874.9584 |  |  | 11767.7967 | 12252.5126
2003-07-31 |  | 22509.4071 | 23696.347 |  |  | 12890.0537 | 13473.0198
2003-08-31 |  | 22605.4277 | 23414.5853 |  |  | 12101.6221 | 13194.915
2003-09-30 |  | 20651.0041 | 21700.3658 |  |  | 11728.4847 | 11828.5728
2003-10-31 |  | 20871.456 | 20577.1211 |  |  | 12136.5922 | 12347.0897
2003-11-30 |  | 22060.271 | 22607.9199 |  |  | 12568.4243 | 12570.3806
2003-12-31 |  | 22755.7218 | 23786.7109 |  |  | 13546.6718 | 13746.3645
2004-01-31 |  | 24271.1452 | 24027.4609 |  |  | 14385.6798 | 14158.3635
2004-02-29 |  | 22821.4821 | 23506.5371 |  |  | 13150.864 | 13004.7829
2004-03-31 |  | 21555.3852 | 22407.0254 |  |  | 13321.6807 | 13254.8132
2004-04-30 |  | 19970.9681 | 19945.8125 |  |  | 11765.5374 | 11971.2318
2004-05-31 |  | 19448.3048 | 20216.8691 |  |  | 11795.7879 | 11898.7636
2004-06-30 |  | 23097.7471 | 23383.3848 |  |  | 12167.7989 | 12566.0083
2004-07-31 |  | 23311.241 | 23558.0801 |  |  | 12887.98 | 13321.3131
2004-08-31 |  | 22804.3745 | 23077.2227 |  |  | 12834.9171 | 13283.674
2004-09-30 |  | 20666.1181 | 22415.293 |  |  | 12177.3734 | 11888.4761
2004-10-31 |  | 20538.1097 | 21042.6953 |  |  | 12417.5456 | 12318.6472
2004-11-30 |  | 22346.643 | 22697.8809 |  |  | 12834.1228 | 12807.8774
2004-12-31 |  | 23787.0226 | 23245.0059 |  |  | 13928.7293 | 13601.973
2005-01-31 |  | 23993.4492 | 23890.98 |  |  | 14567.0605 | 14269.3901
2005-02-28 |  | 23476.8547 | 23507.03 |  |  | 12786.7739 | 12795.0929
2005-03-31 |  | 22240.0689 | 22370.34 |  |  | 13424.4576 | 13401.8026
2005-04-30 |  | 20583.4876 | 20760.1 |  |  | 12049.7239 | 12063.7878
2005-05-31 |  | 19077.1489 | 20306.03 |  |  | 11728.4636 | 11928.3062
2005-06-30 |  | 23975.4506 | 23402.64 |  |  | 12759.5611 | 12284.376
2005-07-31 |  | 24608.6958 | 23820.5 |  |  | 13767.5643 | 13233.9731
2005-08-31 |  | 24603.8078 | 23372.48 |  |  | 13551.573 | 13465.8968
2005-09-30 |  | 22196.3282 | 22078.34 |  |  | 12265.6874 | 12151.9814
2005-10-31 |  | 20712.8962 | 20922.81 |  |  | 12137.3055 | 12472.8188
2005-11-30 |  | 21790.2777 | 22937.6 |  |  | 12477.7109 | 12867.08
2005-12-31 |  | 23322.4445 | 23641.84 |  |  | 13623.3368 | 13796.3409
2006-01-31 |  | 24481 | 24284.96 |  |  | 14017.9982 | 14424.4515
2006-02-28 |  | 22264 | 23800.5 |  |  | 12541.4718 | 12948.2914
2006-03-31 |  | 22180.6416 | 22821.37 |  |  | 13192.0662 | 13634.8299
2006-04-30 |  | 20894.4457 | 20910.04 |  |  | 11910.8438 | 12047.9755
2006-05-31 |  | 21872.2911 | 21678.33 |  |  | 11716.8122 | 12279.9916
2006-06-30 |  | 23612.7463 | 23998.72 |  |  | 12570.0752 | 12623.9122
2006-07-31 |  | 25257.3418 | 25397.46 |  |  | 13519.6572 | 13679.2646
2006-08-31 |  | 23880.5188 | 24805.29 |  |  | 13272.2832 | 13630.8008
2006-09-30 |  | 21526.7648 | 23566.96 |  |  | 11636.9413 | 12254.9406
2006-10-31 |  | 20459.0154 | 21498.15 |  |  | 11885.9146 | 12521.8009
2006-11-30 |  | 22968.2115 | 23080.82 |  |  | 12470.0933 | 12892.685
2006-12-31 |  | 23625.9393 | 24123.74 |  |  | 13244.9592 | 13800.6488
2007-01-31 |  | 23776.8339 | 24407.33 |  |  | 13944.3282 | 14347.6006
2007-02-28 |  | 23053.0639 | 23805.23 |  |  | 12755.0378 | 12799.7079
2007-03-31 |  | 22680.4017 | 22410.89 |  |  | 13156.1473 | 13334.4268
2007-04-30 |  | 21218.7001 | 20306.68 |  |  | 11977.7487 | 11833.3207
2007-05-31 |  | 18881.5106 | 20882.55 |  |  | 11610.0662 | 11997.9552
2007-06-30 |  | 24968.2328 | 24501.25 |  |  | 12478.0186 | 12397.7724
2007-07-31 |  | 24937.0822 | 25524.57 |  |  | 13223.8939 | 13470.8252
2007-08-31 |  | 24566.9071 | 24734.55 |  |  | 13140.0528 | 13368.0197
2007-09-30 |  | 20976.0219 | 22636.33 |  |  | 11637.1176 | 11853.5568
2007-10-31 |  | 19607.6114 | 21554.34 |  |  | 11832.6413 | 12419.5501
2007-11-30 |  | 22401.7023 | 22807.03 |  |  | 12475.2122 | 12719.7604
2007-12-31 |  | 23142.7472 | 24122.74 |  |  | 13271.8901 | 13588.2725
2008-01-31 |  | 23324.016 | 23839.9286 |  |  | 13838.5753 | 13978.7473
2008-02-29 |  | 22662.4184 | 23331.2989 |  |  | 12779.7926 | 12968.8203
2008-03-31 |  | 21209.0269 | 21883.6734 |  |  | 12776.0076 | 12970.3688
2008-04-30 |  | 21077.4953 | 20048.0315 |  |  | 11829.5843 | 11698.943
2008-05-31 |  | 20139.9842 | 20210.7676 |  |  | 11511.8244 | 11735.9553
2008-06-30 |  | 23724.3431 | 23892.0192 |  |  | 12047.5559 | 12103.6774
2008-07-31 |  | 24987.592 | 25231.8939 |  |  | 13310.9188 | 13161.835
2008-08-31 |  | 23579.6573 | 24477.7753 |  |  | 12736.6916 | 12926.0971
2008-09-30 |  | 21404.2678 | 22290.904 |  |  | 11598.0843 | 11529.5318
2008-10-31 |  | 19511.6562 | 20907.5479 |  |  | 11687.9192 | 12044.3073
2008-11-30 |  | 22489.0231 | 22119.6095 |  |  | 11991.9424 | 12262.6183
2008-12-31 |  | 22164.6447 | 23154.6001 |  |  | 12940.2947 | 13264.4707
2009-01-31 |  | 22667.0788 | 23813.0998 |  |  | 13535.4467 | 13686.8304
2009-02-28 |  | 21808.7203 | 23220.5185 |  |  | 11749.4678 | 12296.9476
2009-03-31 |  | 20868.6368 | 21914.9455 |  |  | 12165.271 | 12746.6818
2009-04-30 |  | 20344.9145 | 20074.7226 |  |  | 10901.2606 | 11354.7401
2009-05-31 |  | 18785.4908 | 20357.5736 |  |  | 10536.0659 | 11416.2719
2009-06-30 |  | 23485.0159 | 23172.7205 |  |  | 11161.8895 | 11587.9581
2009-07-31 |  | 22352.287 | 24350.6569 |  |  | 12091.706 | 12626.1861
2009-08-31 |  | 24120.5582 | 23669.6928 |  |  | 12113.2789 | 12370.0057
2009-09-30 |  | 19977.6676 | 21055.1421 |  |  | 10838.0625 | 10978.4771
2009-10-31 |  | 19464.8512 | 20214.6873 |  |  | 11214.1928 | 11567.95
2009-11-30 |  | 21501.2294 | 21361.9788 |  |  | 11605.7866 | 11858.5268
2009-12-31 |  | 21730.9099 | 21919.3561 |  |  | 12677.5761 | 12693.1919
2010-01-31 |  | 22297.8804 | 22717.3216 |  |  | 13227.8171 | 13097.6605
2010-02-28 |  | 22020.4448 | 22459.742 |  |  | 11777.6488 | 11804.099
2010-03-31 |  | 21346.0734 | 21309.448 |  |  | 12010.9613 | 12430.8985
2010-04-30 |  | 19258.6821 | 18770.6298 |  |  | 10898.0905 | 10857.612
2010-05-31 |  | 21295.2011 | 18843.502 |  |  | 10951.2917 | 10814.7613
2010-06-30 |  | 22474.9206 | 22550.9548 |  |  | 11538.1526 | 11411.3572
2010-07-31 |  | 24049.6327 | 23498.3733 |  |  | 12903.2908 | 12442.4622
2010-08-31 |  | 24202.4847 | 22972.5225 |  |  | 12462.2299 | 12301.8326
2010-09-30 |  | 21702.065 | 21442.7835 |  |  | 10949.8132 | 11055.5026
2010-10-31 |  | 19199.6083 | 18855.0679 |  |  | 10983.9114 | 11228.8238
2010-11-30 |  | 20712.8718 | 20717.7815 |  |  | 11457.171 | 11620.4239
2010-12-31 |  | 21966.6139 | 21580.6272 |  |  | 12581.1224 | 12708.2117
2011-01-31 |  | 22876.7298 | 22270.5192 |  |  | 13237.9305 | 13343.9086
2011-02-28 |  | 21660.2043 | 21982.186 |  |  | 11710.5829 | 11979.6008
2011-03-31 |  | 21179.9192 | 20550.1632 |  |  | 12318.7834 | 12467.2468
2011-04-30 |  | 19571.3477 | 18195.8466 |  |  | 11022.5512 | 10965.5571
2011-05-31 |  | 18742.8072 | 18515.1791 |  |  | 10594.0641 | 10934.6882
2011-06-30 |  | 22294.084 | 23107.108 |  |  | 11253.6631 | 11593.1744
2011-07-31 |  | 23631.2692 | 23538.8355 |  |  | 12809.1348 | 12517.8651
2011-08-31 |  | 22208.747 | 23196.6756 |  |  | 12292.4814 | 12538.1515
2011-09-30 |  | 21317.1824 | 21238.6927 |  |  | 11031.1087 | 10964.8288
2011-10-31 |  | 18168.0995 | 18437.0481 |  |  | 10973.2195 | 11154.7901
2011-11-30 |  | 21347.2844 | 20747.3335 |  |  | 11452.4357 | 11622.5291
2011-12-31 |  | 20772.1165 | 21942.4375 |  |  | 12314.3757 | 12864.6619
2012-01-31 |  | 22084.7322 | 22160.0997 |  |  | 12932.2873 | 13280.0235
2012-02-29 |  | 20756.8677 | 21813.8691 |  |  | 11786.6373 | 12202.5791
2012-03-31 |  | 20595.0545 | 20708.9072 |  |  | 11726.1779 | 12264.8125
2012-04-30 |  | 19830.1533 | 18745.092 |  |  | 10883.4994 | 10866.5786
2012-05-31 |  | 20183.3954 | 19038.2309 |  |  | 10838.5019 | 10943.6824
2012-06-30 |  | 22832.4909 | 22569.1521 |  |  | 11511.082 | 11398.2442
2012-07-31 |  | 23630.2664 | 23298.1422 |  |  | 13057.6199 | 12319.3311
2012-08-31 |  | 22726.501 | 22956.5741 |  |  | 12373.2613 | 12419.0386
2012-09-30 |  | 19563.4079 | 20506.0631 |  |  | 10900.4102 | 10811.3017
2012-10-31 |  | 18684.153 | 18345.9037 |  |  | 11149.8822 | 11199.8353
2012-11-30 |  | 21255.5382 | 20571.5606 |  |  | 11663.449 | 11629.6439
2012-12-31 |  | 20910.8981 | 21693.287 |  |  | 12306.8289 | 12612.0073
2013-01-31 |  | 22610 | 22013.997 |  |  | 13061.0693 | 13314.3055
2013-02-28 |  | 21333.0082 | 21773.6201 |  |  | 11668.8474 | 11819.7381
2013-03-31 |  | 19601.7123 | 20634.9497 |  |  | 11869.9986 | 12283.0437
2013-04-30 |  | 19284.8182 | 18492.3312 |  |  | 11090.2932 | 11018.1303
2013-05-31 |  | 18341.9804 | 19100.9692 |  |  | 10533.5712 | 10932.3105
2013-06-30 |  | 22719.4401 | 22499.2459 |  |  | 11283.4325 | 11406.4319
2013-07-31 |  | 24352.1456 | 23212.9348 |  |  | 12736.3503 | 12479.5529
2013-08-31 |  | 23255.371 | 22359.7987 |  |  | 12084.9413 | 12227.7513
2013-09-30 |  | 20422.3176 | 20513.3592 |  |  | 10767.0057 | 11015.3041
2013-10-31 |  | 18981.007 | 18388.3002 |  |  | 11114.0467 | 11279.1846
2013-11-30 |  | 21439.9844 | 20326.4941 |  |  | 11709.7788 | 11686.9287
2013-12-31 |  | 21184.5386 | 21395.0558 |  |  | 12528.9266 | 12699.9803
2014-01-31 |  | 22043.8439 | 22319.8106 |  |  | 13409.7767 | 13356.427
2014-02-28 |  | 21218.2216 | 20964.0592 |  |  | 11812.9441 | 11748.3799
2014-03-31 |  | 20189.4904 | 19906 |  |  | 12242.1563 | 12054.5719
2014-04-30 |  | 19635.3887 | 17649 |  |  | 11038.5265 | 10731.1367
2014-05-31 |  | 18750.4605 | 18964 |  |  | 10546.4252 | 10790.2174
2014-06-30 |  | 20705.1957 | 22469.55 |  |  | 11140.5499 | 11346.2756
2014-07-31 |  | 22294.8035 | 22948.69 |  |  | 12324.9268 | 12360.0815
2014-08-31 |  | 21644.3547 | 21403.44 |  |  | 11819.2371 | 11992.5131
2014-09-30 |  | 19449.0766 | 19023.2704 |  |  | 10671.4853 | 10579.5258
2014-10-31 |  | 18447.2196 | 18638.7361 |  |  | 10814.1967 | 11126.7565
2014-11-30 |  | 19923.2587 | 20302.34 |  |  | 11604.0111 | 11497.4835
2014-12-31 |  | 21582.6701 | 21237.74 |  |  | 12256.0958 | 12769.4956
2015-01-31 |  | 21503.4489 | 22293.59 |  |  | 12937.1182 | 13068.9431
2015-02-28 |  | 19709.6284 | 21016.81 |  |  | 11740.7321 | 11528.5197
2015-03-31 |  | 19815.3722 | 19840.93 |  |  | 11777.2204 | 11856.8161
2015-04-30 |  | 19362.8308 | 18121.2 |  |  | 10624.617 | 10542.0267
2015-05-31 |  | 17881.7583 | 19370.33 |  |  | 10231.5964 | 10635.9243
2015-06-30 |  | 20554.6293 | 22276.64 |  |  | 10908.724 | 11410.2692
2015-07-31 |  | 22638.5319 | 22888.49 |  |  | 12273.6405 | 12174.2184
2015-08-31 |  | 22383 | 21463.69 |  |  | 11782.7212 | 11821.2763
2015-09-30 |  | 19299.6325 | 18485 |  |  | 10718.9879 | 10512.648
2015-10-31 |  | 18444.3181 | 18339 |  |  | 10731.7474 | 11150.1256
2015-11-30 |  | 19631.9089 | 20306 |  |  | 10867.5486 | 11595.0899
2015-12-31 |  | 20418.0801 | 21160.04 |  |  | 11784.7123 | 12611.2501
2016-01-31 |  | 21249.7402 | 22360.24 |  |  | 12523.599 | 12982.1466
2016-02-29 |  | 20194.6163 | 20985.25 |  |  | 11502.97 | 11806.8997
2016-03-31 |  | 19588.615 | 20075.21 |  |  | 11358.2428 | 11758.7447
2016-04-30 |  | 18912.1728 | 17405.08 |  |  | 10578.9099 | 10309.6515
2016-05-31 |  | 19707.6447 | 19235.65 |  |  | 10115.8584 | 10530.0143
2016-06-30 |  | 21568.912 | 22315.7305 |  |  | 11141.3797 | 11378.6081
2016-07-31 |  | 22288.7672 | 22599.9414 |  |  | 12345.0421 | 11896.1402
2016-08-31 |  | 22375.997 | 21440.3166 |  |  | 12295.9028 | 11771.834
2016-09-30 |  | 19712.7154 | 18289 |  |  | 10659.2295 | 10401.8861
2016-10-31 |  | 18394.9922 | 18079 |  |  | 10453.1463 | 10947.5325
2016-11-30 |  | 20197.5483 | 20296 |  |  | 10952.8459 | 11524.026
2016-12-31 |  | 20286.7849 | 20888 |  |  | 11950.5536 | 12430.7427
2017-01-31 |  | 20965.9674 | 21913.73 |  |  | 12369.7298 | 12818.8508
2017-02-28 |  | 20379.4501 | 20966.2287 |  |  | 10787.4931 | 11294.713
2017-03-31 |  | 18212.1966 | 20137.3 |  |  | 11337.3471 | 11824.0632
2017-04-30 |  | 18482.7844 | 17969.79 |  |  | 10105.7565 | 10366.7129
2017-05-31 |  | 18260.3078 | 19193.19 |  |  | 10012.8427 | 10576.9018
2017-06-30 |  | 21144.8187 | 22454.87 |  |  | 10682.999 | 11159.3312
2017-07-31 |  | 22152.8524 | 22492.73 |  |  | 11851.6211 | 11984.7355
2017-08-31 |  | 21323.3584 | 22376.43 |  |  | 11513.597 | 12105.5471
2017-09-30 |  | 17821.4732 | 19490.21 |  |  | 10155.927 | 10494.2948
2017-10-31 |  | 17407.7858 | 18030.62 |  |  | 10260.3837 | 10942.7953
2017-11-30 |  | 19195.4397 | 20230.97 |  |  | 10946.7668 | 11371.7451
2017-12-31 |  | 19532.5265 | 20901.44 |  |  | 12096.0133 | 12303.6865
2018-01-31 |  | 20177.5339 | 21618.93 |  |  | 12679.8037 | 12685.9178
2018-02-28 |  | 20042.2165 | 20242.21 |  |  | 11081.1365 | 11074.1738
2018-03-31 |  | 18661.9094 | 19551.97 |  |  | 11200.5402 | 11423.555
2018-04-30 |  | 18107.9593 | 17669.81 |  |  | 10586.2978 | 10157.8502
2018-05-31 |  | 19262.1307 | 18817.47 |  |  | 10081.137 | 10289.6502
2018-06-30 |  | 20626.9619 | 21890.0001 |  |  | 10980.4534 | 10863.4062
2018-07-31 |  | 22546.0792 | 22076.0001 |  |  | 12483.116 | 11652.7714
2018-08-31 |  | 21385.6483 | 21946.0001 |  |  | 12040.5393 | 11685.5744
2018-09-30 |  | 19505.5646 | 19019 |  |  | 10579.1906 | 10189.9802
2018-10-31 |  | 17751.4152 | 17788 |  |  | 10526.7735 | 10750.0648
2018-11-30 |  | 19266.3918 | 19828 |  |  | 11184.9393 | 11170.7506
2018-12-31 |  | 20375.1864 | 20503 |  |  | 12019.553 | 12007.3958
2019-01-31 |  | 21058.2817 | 21506 |  |  | 12688.8389 | 12973.2132
2019-02-28 |  | 20420.3692 | 20008 |  |  | 11212.4836 | 11162.2057
2019-03-31 |  | 19198.6839 | 19457 |  |  | 11457.734 | 11522.1982
2019-04-30 |  | 18796.3299 | 17548 |  |  | 10432.2785 | 10252.9314
2019-05-31 |  | 17977.0308 | 18663 |  |  | 10218.7126 | 10412.0446
2019-06-30 |  | 21239.1838 | 21623 |  |  | 10608.5215 | 10939.3571
2019-07-31 |  | 21120.5208 | 22061 |  |  | 12446.1887 | 11763.9974
2019-08-31 |  | 22490.4547 | 21200 |  |  | 11798.5843 | 11598.2109
2019-09-30 |  | 18919.6325 | 19469.84 |  |  | 10167.6302 | 10564.4926
2019-10-31 |  | 18814.592 | 17559 |  |  | 10446.8836 | 10788.0047
2019-11-30 |  | 19001.8635 | 19597 |  |  | 11094.2081 | 11194.6524
2019-12-31 |  | 20974 | 20307 |  |  | 12094.1802 | 12086.6766
2020-01-31 |  | 21137.8728 | 21185.0004 |  |  | 12460.9405 | 12859.4588
2020-02-29 |  | 19776.0281 | 19917.0004 |  |  | 11253.1814 | 11586.6754
2020-03-31 |  | 18364.6411 | 19377.0004 |  |  | 11044.0958 | 11522.322
2020-04-30 |  | 16515.7848 | 17302.0004 |  |  | 9383.3554 | 10229.1483
2020-05-31 |  | 18761.2836 | 17426 |  |  | 9306.4436 | 9434.378
2020-06-30 |  | 20741.8718 | 20034 |  |  | 10596.6512 | 10274.389
2020-07-31 |  | 24057.7367 | 22364.4404 |  |  | 12529.7172 | 11731.6936
2020-08-31 |  | 25167.9743 | 21631.4406 |  |  | 12338.1938 | 11441.5908
2020-09-30 |  | 19254.2062 | 20312.4408 |  |  | 10011.2355 | 10356.1124
2020-10-31 |  | 17587.3164 | 17039.9727 |  |  | 10349.5982 | 10040.7873
2020-11-30 |  | 19416.1975 | 18891.9134 |  |  | 10891.1669 | 10531.6058
2020-12-31 |  | 20975.3455 | 19805.1651 |  |  | 11932.8039 | 11815.0887
2021-01-31 |  | 20951.6431 | 21176.0005 |  |  | 12307.6071 | 12539.1611
2021-02-28 |  | 20175.4672 | 20760.0005 |  |  | 11144.3783 | 11073.4765
2021-03-31 |  | 19132.2536 | 19384.0005 |  |  | 11180.3003 | 11497.7125
2021-04-30 |  | 17618.7846 | 17070.0009 |  |  | 10097.7166 | 10244.8035
2021-05-31 |  | 16831.2928 | 18055.3342 |  |  | 9812.1801 | 10152.0681
2021-06-30 |  | 21528.4908 | 22162.0009 |  |  | 10840.8856 | 10747.5852
2021-07-31 |  | 22251.4821 | 22413.0005 |  |  | 11970.9832 | 11806.5074
2021-08-31 |  | 21854.4728 | 22235.0005 |  |  | 12072.0791 | 11706.2663
2021-09-30 |  | 18979.8917 | 21212.0005 |  |  | 10401.3058 | 10472.6839
2021-10-31 |  | 17606.8602 | 17270.7147 |  |  | 10429.4829 | 10365.0376
2021-11-30 |  | 19684.7166 | 19227.38 |  |  | 11017.3258 | 10886.7659
2021-12-31 |  | 21331.5579 | 20088.8968 |  |  | 12185.9418 | 11984.4925
2022-01-31 |  | 21334.1018 | 20983.6671 |  |  | 12928.5532 | 12536.9576
2022-02-28 |  | 20782.3287 | 20446.0004 |  |  | 11400.5165 | 11208.712
2022-03-31 |  | 19274.0763 | 19401.3338 |  |  | 11722.9643 | 11617.5125
2022-04-30 |  | 18817.8027 | 17251.0005 |  |  | 10506.4366 | 10239.112
2022-05-31 |  | 20136.0014 | 18269.0005 |  |  | 10137.6947 | 10372.2878
2022-06-30 |  | 22101.7092 | 22161.0005 |  |  | 11002.2267 | 10967.9836
2022-07-31 |  | 22484.9516 | 22542.0005 |  |  | 12411.016 | 11893.9057
2022-08-31 |  | 23477.9346 | 22430.0005 |  |  | 11998.9314 | 12028.3221
2022-09-30 |  | 20446.2276 | 21489.0005 |  |  | 10678.4907 | 10551.0851
2022-10-31 |  | 17498.1219 | 17559.0005 |  |  | 10447.0825 | 10603.0084
2022-11-30 |  | 19389.6575 | 19812.0005 |  |  | 11128.3255 | 11151.0711
2022-12-31 |  | 20584.5241 | 20241.0005 |  |  | 12412.7534 | 12191.9609
2023-01-31 |  | 21435.1399 | 21170.3338 |  |  | 13052.768 | 12663.6554
2023-02-28 |  | 20433.0112 | 20892.3338 |  |  | 11325.8235 | 11375.0622
2023-03-31 |  | 19000.8853 | 19701.0485 |  |  | 11814.7494 | 11846.6528
2023-04-30 |  | 18970.9273 | 17785.9996 |  |  | 10354.8058 | 10349.2653
2023-05-31 |  | 18001.5877 | 18869.9996 |  |  | 10473.6584 | 10418.8057
2023-06-30 |  | 22417.4764 | 21884.9996 |  |  | 11230.6805 | 10652.496
2023-07-31 |  | 23368.3724 | 22445.9996 |  |  | 12455.0186 | 11858.9002
2023-08-31 |  | 21865.1956 | 22396.9996 |  |  | 12005.3253 | 12249.9171
2023-09-30 |  | 22592.5109 | 21479.9996 |  |  | 10636.5431 | 10718.9739
2023-10-31 |  | 19208.5675 | 17668.0452 |  |  | 10757.1302 | 10593.967
2023-11-30 |  | 20453.2108 | 19742.0453 |  |  | 11478.5016 | 11007.299
2023-12-31 |  | 21211.1571 | 20346.0453 |  |  | 12384.2261 | 12018.94
2024-01-31 |  | 21204.4347 | 21418.2553 |  |  | 13105.3696 | 12929.406
2024-02-29 |  | 20151.4548 | 20987.7553 |  |  | 11650.3599 | 11956.6273
2024-03-31 |  | 18850.8337 | 19645.2454 |  |  | 11574.3149 | 11836.2413
2024-04-30 |  | 18698.6244 | 17839.6154 |  |  | 10590.4116 | 10616.6408
2024-05-31 |  | 19627.7984 | 19148.7554 |  |  | 10589.314 | 10660.6544
2024-06-30 |  | 22634.2284 | 22502.1655 |  |  | 11310.9921 | 10892.6773
2024-07-30 |  | 23419.1746 | 22729.3704 |  |  | 12910.7525 | 12334.9116
2024-08-29 |  | 22765.533 | 22592.9271 |  |  | 12364.443 | 12432.5962
2024-09-28 |  | 21365.7165 | 21998.022 |  |  | 10874.6988 | 11042.347
2024-10-28 |  | 18484.2901 | 17976.8176 |  |  | 11004.9703 | 11073.6096
2024-11-27 |  | 20009.9617 | 20217.9361 |  |  | 11430.2956 | 11500.099
2024-12-27 |  | 21323.8087 | 21036.6297 |  |  | 12958.2113 | 12626.6472

## Demand Forecast Monthly Data P
Reliability Demand Forecast and Actuals - Interim Update
Planned Scenario
Month | Actual Peak Demand (MW) | Weather Corrected Peak Demand (MW) | Forecasted Peak Demand - Current (MW) | Forecasted Peak Demand - Previous (MW) | Actual Energy Demand (GWh) | Weather Corrected Energy Demand (GWh) | Forecasted Energy Demand - Current (GWh) | Forecasted Energy Demand - Previous (GWh)
2005-01-31 | 24362 | 23993.4492 | 23890.98 | 23905.16 | 14619.18 | 14567.0605 | 14269.3901 | 14282.3542
2005-02-28 | 22322 | 23476.8547 | 23507.03 | 23524.11 | 12731.835 | 12786.7739 | 12795.0929 | 12805.1512
2005-03-31 | 22724 | 22240.0689 | 22370.34 | 22380.45 | 13494.28 | 13424.4576 | 13401.8026 | 13409.1936
2005-04-30 | 19343 | 20583.4876 | 20760.1 | 20417.65 | 11827.861 | 12049.7239 | 12063.7878 | 11863.508
2005-05-31 | 19007 | 19077.1489 | 20306.03 | 20732.51 | 11744.825 | 11728.4636 | 11928.3062 | 12061.7579
2005-06-30 | 26157 | 23975.4506 | 23402.64 | 23362.68 | 13499.266 | 12759.5611 | 12284.376 | 12372.8836
2005-07-31 | 26160 | 24608.6958 | 23820.5 | 23897.21 | 14094.375 | 13767.5643 | 13233.9731 | 13350.4619
2005-08-31 | 25816 | 24603.8078 | 23372.48 | 23532.39 | 14031.29 | 13551.573 | 13465.8968 | 13583.5912
2005-09-30 | 23914 | 22196.3282 | 22078.34 | 22066.72 | 12552.618 | 12265.6874 | 12151.9814 | 12212.8858
2005-10-31 | 20752 | 20712.8962 | 20922.81 | 20922.09 | 12187.328 | 12137.3055 | 12472.8188 | 12465.5686
2005-11-30 | 22564 | 21790.2777 | 22937.6 | 22872.64 | 12440.55 | 12477.7109 | 12867.08 | 12885.9881
2005-12-31 | 23750 | 23322.4445 | 23641.84 | 23670.18 | 13706.036 | 13623.3368 | 13796.3409 | 13805.757
2005 Jan-Dec | 26160 | 24608.6958 | 23890.98 | 23905.16 | 156929.444 | 155139.2183 | 154730.8468 | 155099.1011
2005 | 26160 | 24608.6958 | 23890.98 | 23905.16 | 156929.444 | 155139.2183 | 154730.8468 | 155099.1011
2006-01-31 | 23052 | 24481 | 24284.96 | 24271.9 | 13596.17 | 14017.9982 | 14424.4515 | 14400.5315
2006-02-28 | 22321 | 22264 | 23800.5 | 23772.33 | 12568.25 | 12541.4718 | 12948.2914 | 12925.309
2006-03-31 | 21772 | 22180.6416 | 22821.37 | 22806.73 | 13199.998 | 13192.0662 | 13634.8299 | 13618.8917
2006-04-30 | 19582 | 20894.4457 | 20910.04 | 20910.04 | 11512.852 | 11910.8438 | 12047.9755 | 12061.0271
2006-05-31 | 24857 | 21872.2911 | 21678.33 | 21678.33 | 11927.478 | 11716.8122 | 12279.9916 | 12290.8231
2006-06-30 | 23349 | 23612.7463 | 23998.72 | 23998.72 | 12541.936 | 12570.0752 | 12623.9122 | 12504.912
2006-07-31 | 26092 | 25257.3418 | 25397.46 | 25501.94 | 13853.619 | 13519.6572 | 13679.2646 | 13700.012
2006-08-31 | 27005 | 23880.5188 | 24805.29 | 24904.59 | 13308.1 | 13272.2832 | 13630.8008 | 13652.1041
2006-09-30 | 19976 | 21526.7648 | 23566.96 | 23665.13 | 11521.035 | 11636.9413 | 12254.9406 | 12279.4307
2006-10-31 | 19590 | 20459.0154 | 21498.15 | 21594.97 | 11962.307 | 11885.9146 | 12521.8009 | 12621.0956
2006-11-30 | 21267 | 22968.2115 | 23080.82 | 23163.05 | 12178.739 | 12470.0933 | 12892.685 | 12972.2602
2006-12-31 | 22941 | 23625.9393 | 24123.74 | 24219.55 | 12967.201 | 13244.9592 | 13800.6488 | 13888.1835
2006 Jan-Dec | 27005 | 25257.3418 | 25397.46 | 25501.94 | 151137.685 | 151979.1161 | 156739.5928 | 156914.5806
2006 | 27005 | 25257.3418 | 25397.46 | 25501.94 | 151137.685 | 151979.1161 | 156739.5928 | 156914.5806
2007-01-31 | 23537 | 23776.8339 | 24407.33 | 24676.71 | 13758.097 | 13944.3282 | 14347.6006 | 14418.4548
2007-02-28 | 23935 | 23053.0639 | 23805.23 | 24142.95 | 13037.578 | 12755.0378 | 12799.7079 | 12866.236
2007-03-31 | 22969 | 22680.4017 | 22410.89 | 22992.49 | 13192.72 | 13156.1473 | 13334.4268 | 13371.8087
2007-04-30 | 20016 | 21218.7001 | 20306.68 | 20309.87 | 11827.647 | 11977.7487 | 11833.3207 | 11907.0812
2007-05-31 | 21490 | 18881.5106 | 20882.55 | 20810.38 | 11818.634 | 11610.0662 | 11997.9552 | 12060.77
2007-06-30 | 25737 | 24968.2328 | 24501.25 | 24410.42 | 12692.547 | 12478.0186 | 12397.7724 | 12443.7764
2007-07-31 | 24561 | 24937.0822 | 25524.57 | 25516.05 | 12840.811 | 13223.8939 | 13470.8252 | 13480.2648
2007-08-31 | 25584 | 24566.9071 | 24734.55 | 24723 | 13454.57 | 13140.0528 | 13368.0197 | 13378.8094
2007-09-30 | 24046 | 20976.0219 | 22636.33 | 22622.79 | 11916.219 | 11637.1176 | 11853.5568 | 11870.3173
2007-10-31 | 19233 | 19607.6114 | 21554.34 | 21553.06 | 11908.105 | 11832.6413 | 12419.5501 | 12479.2683
2007-11-30 | 21814 | 22401.7023 | 22807.03 | 22802.56 | 12350.431 | 12475.2122 | 12719.7604 | 12785.4
2007-12-31 | 22935 | 23142.7472 | 24122.74 | 24265.37 | 13341.49 | 13271.8901 | 13588.2725 | 13664.5788
2007 Jan-Dec | 25737 | 24968.2328 | 25524.57 | 25516.05 | 152138.849 | 151502.1548 | 154130.7685 | 154726.7657
2007 | 25737 | 24968.2328 | 25524.57 | 25516.05 | 152138.849 | 151502.1548 | 154130.7685 | 154726.7657
2008-01-31 | 22782 | 23324.016 | 23839.9286 | 24111.98 | 13609.986 | 13838.5753 | 13978.7473 | 13978.7473
2008-02-29 | 23054 | 22662.4184 | 23331.2989 | 23609.24 | 12896.823 | 12779.7926 | 12968.8203 | 12968.8203
2008-03-31 | 20990 | 21209.0269 | 21883.6734 | 22192.68 | 13003.771 | 12776.0076 | 12970.3688 | 12970.3688
2008-04-30 | 19512 | 21077.4953 | 20048.0315 | 20289.2092 | 11520.396 | 11829.5843 | 11698.943 | 11776.5613
2008-05-31 | 18650 | 20139.9842 | 20210.7676 | 20510.3848 | 11407.14 | 11511.8244 | 11735.9553 | 11868.3067
2008-06-30 | 24195 | 23724.3431 | 23892.0192 | 24064.8552 | 12189.13 | 12047.5559 | 12103.6774 | 12277.9236
2008-07-31 | 23787 | 24987.592 | 25231.8939 | 24892.1639 | 13155.66 | 13310.9188 | 13161.835 | 13230.4923
2008-08-31 | 22707 | 23579.6573 | 24477.7753 | 24175.1644 | 12548.525 | 12736.6916 | 12926.0971 | 12997.2088
2008-09-30 | 22975 | 21404.2678 | 22290.904 | 22028.1998 | 11793.462 | 11598.0843 | 11529.5318 | 11625.0754
2008-10-31 | 19366 | 19511.6562 | 20907.5479 | 20890.2179 | 11634.137 | 11687.9192 | 12044.3073 | 12054.6447
2008-11-30 | 21279 | 22489.0231 | 22119.6095 | 22097.1995 | 11828.99 | 11991.9424 | 12262.6183 | 12273.0099
2008-12-31 | 22541 | 22164.6447 | 23154.6001 | 23127.1301 | 13061.497 | 12940.2947 | 13264.4707 | 13277.4204
2008 Jan-Dec | 24195 | 24987.592 | 25231.8939 | 24892.1639 | 148649.517 | 149049.1912 | 150645.372 | 151298.5794
2008 | 24195 | 24987.592 | 25231.8939 | 24892.1639 | 148649.517 | 149049.1912 | 150645.372 | 151298.5794
2009-01-31 | 22983 | 22667.0788 | 23813.0998 | 23707.8379 | 13730.291 | 13535.4467 | 13686.8304 | 13736.7837
2009-02-28 | 22110 | 21808.7203 | 23220.5185 | 23208.5217 | 11697.974 | 11749.4678 | 12296.9476 | 12355.4819
2009-03-31 | 21466 | 20868.6368 | 21914.9455 | 21811.347 | 12166.883 | 12165.271 | 12746.6818 | 12810.7557
2009-04-30 | 18744 | 20344.9145 | 20074.7226 | 20113.0921 | 10746.635 | 10901.2606 | 11354.7401 | 11361.629
2009-05-31 | 17560 | 18785.4908 | 20357.5736 | 20338.3242 | 10504.201 | 10536.0659 | 11416.2719 | 11420.2351
2009-06-30 | 22540 | 23485.0159 | 23172.7205 | 24031.7751 | 10884.323 | 11161.8895 | 11587.9581 | 11890.3191
2009-07-31 | 20011 | 22352.287 | 24350.6569 | 24998.0965 | 11315.411 | 12091.706 | 12626.1861 | 12927.8569
2009-08-31 | 24380 | 24120.5582 | 23669.6928 | 24191.8198 | 12225.812 | 12113.2789 | 12370.0057 | 12662.9069
2009-09-30 | 19731 | 19977.6676 | 21055.1421 | 21387.6161 | 10931.831 | 10838.0625 | 10978.4771 | 11408.9915
2009-10-31 | 18420 | 19464.8512 | 20214.6873 | 19980.1682 | 11181.875 | 11214.1928 | 11567.95 | 11457.266
2009-11-30 | 19710 | 21501.2294 | 21361.9788 | 21105.8649 | 11112.909 | 11605.7866 | 11858.5268 | 11720.1994
2009-12-31 | 21831 | 21730.9099 | 21919.3561 | 21919.3519 | 12688.573 | 12677.5761 | 12693.1919 | 12571.5531
2009 Jan-Dec | 24380 | 24120.5582 | 24350.6569 | 24998.0965 | 139186.718 | 140590.0043 | 145183.7675 | 146323.9781
2009 | 24380 | 24120.5582 | 24350.6569 | 24998.0965 | 139186.718 | 140590.0043 | 145183.7675 | 146323.9781
2010-01-31 | 22045 | 22297.8804 | 22717.3216 | 22848.1995 | 13145.439 | 13227.8171 | 13097.6605 | 13100.4287
2010-02-28 | 21367 | 22020.4448 | 22459.742 | 22601.4386 | 11751.752 | 11777.6488 | 11804.099 | 11802.5863
2010-03-31 | 19393 | 21346.0734 | 21309.448 | 21375.658 | 11686.054 | 12010.9613 | 12430.8985 | 12443.9712
2010-04-30 | 17398 | 19258.6821 | 18770.6298 | 18830.8098 | 10474.752 | 10898.0905 | 10857.612 | 10876.0194
2010-05-31 | 22904 | 21295.2011 | 18843.502 | 18901.172 | 11368.031 | 10951.2917 | 10814.7613 | 10831.5356
2010-06-30 | 21527 | 22474.9206 | 22550.9548 | 22475.1722 | 11555.961 | 11538.1526 | 11411.3572 | 11289.2038
2010-07-31 | 25075 | 24049.6327 | 23498.3733 | 23556.1728 | 13307.242 | 12903.2908 | 12442.4622 | 12254.006
2010-08-31 | 24917 | 24202.4847 | 22972.5225 | 22930.5442 | 12921.566 | 12462.2299 | 12301.8326 | 12079.1049
2010-09-30 | 24444 | 21702.065 | 21442.7835 | 21583.0572 | 11049.081 | 10949.8132 | 11055.5026 | 10955.9383
2010-10-31 | 17704 | 19199.6083 | 18855.0679 | 18913.1853 | 10929.335 | 10983.9114 | 11228.8238 | 11289.9493
2010-11-30 | 19970 | 20712.8718 | 20717.7815 | 20800.9021 | 11303.778 | 11457.171 | 11620.4239 | 11674.0146
2010-12-31 | 22114 | 21966.6139 | 21580.6272 | 21877.9323 | 12694.156 | 12581.1224 | 12708.2117 | 12672.8875
2010 Jan-Dec | 25075 | 24202.4847 | 23498.3733 | 23556.1728 | 142187.147 | 141741.5007 | 141773.6454 | 141269.6456
2010 | 25075 | 24202.4847 | 23498.3733 | 23556.1728 | 142187.147 | 141741.5007 | 141773.6454 | 141269.6456
2011-01-31 | 22733 | 22876.7298 | 22270.5192 | 22473.5308 | 13301.687 | 13237.9305 | 13343.9086 | 13346.7837
2011-02-28 | 21871 | 21660.2043 | 21982.186 | 22185.5679 | 11775.464 | 11710.5829 | 11979.6008 | 11978.0853
2011-03-31 | 20667 | 21179.9192 | 20550.1632 | 20518.0253 | 12352.443 | 12318.7834 | 12467.2468 | 12582.4452
2011-04-30 | 17945 | 19571.3477 | 18195.8466 | 18177.5279 | 10789.012 | 11022.5512 | 10965.5571 | 10947.0186
2011-05-31 | 20847 | 18742.8072 | 18515.1791 | 18459.5693 | 10781.74 | 10594.0641 | 10934.6882 | 10907.7777
2011-06-30 | 22765 | 22294.084 | 23107.108 | 22236.115 | 11238.277 | 11253.6631 | 11593.1744 | 11448.9073
2011-07-31 | 25450 | 23631.2692 | 23538.8355 | 23561.26 | 13298.189 | 12809.1348 | 12517.8651 | 12433.9544
2011-08-31 | 22051 | 22208.747 | 23196.6756 | 22893.3621 | 12531.706 | 12292.4814 | 12538.1515 | 12520.8517
2011-09-30 | 21552 | 21317.1824 | 21238.6927 | 21505.6711 | 11144.546 | 11031.1087 | 10964.8288 | 11078.0242
2011-10-31 | 18234 | 18168.0995 | 18437.0481 | 18646.2601 | 11012.737 | 10973.2195 | 11154.7901 | 11299.9067
2011-11-30 | 19673 | 21347.2844 | 20747.3335 | 20939.6064 | 11116.536 | 11452.4357 | 11622.5291 | 11750.0992
2011-12-31 | 20204 | 20772.1165 | 21942.4375 | 21830.2604 | 12121.895 | 12314.3757 | 12864.6619 | 12908.9056
2011 Jan-Dec | 25450 | 23631.2692 | 23538.8355 | 23561.26 | 141464.232 | 141010.3309 | 142947.0023 | 143202.7598
2011 | 25450 | 23631.2692 | 23538.8355 | 23561.26 | 141464.232 | 141010.3309 | 142947.0023 | 143202.7598
2012-01-31 | 21847 | 22084.7322 | 22160.0997 | 22311.4705 | 12715.234 | 12932.2873 | 13280.0235 | 13426.3128
2012-02-29 | 19956 | 20756.8677 | 21813.8691 | 21969.9045 | 11610.18 | 11786.6373 | 12202.5791 | 12342.1767
2012-03-31 | 20332 | 20595.0545 | 20708.9072 | 20812.9741 | 11487.527 | 11726.1779 | 12264.8125 | 12376.1481
2012-04-30 | 17874 | 19830.1533 | 18745.092 | 18839.2949 | 10641.371 | 10883.4994 | 10866.5786 | 10965.2216
2012-05-31 | 21106 | 20183.3954 | 19038.2309 | 19133.9054 | 11136.995 | 10838.5019 | 10943.6824 | 11043.0252
2012-06-30 | 24107 | 22832.4909 | 22569.1521 | 22769.3781 | 11800.327 | 11511.082 | 11398.2442 | 11438.9546
2012-07-31 | 24636 | 23630.2664 | 23298.1422 | 23409.2742 | 13456.845 | 13057.6199 | 12319.3311 | 12345.1403
2012-08-31 | 23188 | 22726.501 | 22956.5741 | 23120.2317 | 12632.817 | 12373.2613 | 12419.0386 | 12441.2801
2012-09-30 | 21183 | 19563.4079 | 20506.0631 | 20801.4263 | 11040.767 | 10900.4102 | 10811.3017 | 10908.5955
2012-10-31 | 18829 | 18684.153 | 18345.9037 | 18470.789 | 11141.991 | 11149.8822 | 11199.8353 | 11249.1624
2012-11-30 | 20144 | 21255.5382 | 20571.5606 | 20719.6649 | 11487.169 | 11663.449 | 11629.6439 | 11647.1911
2012-12-31 | 20382 | 20910.8981 | 21693.287 | 21693.287 | 12156.557 | 12306.8289 | 12612.0073 | 12612.0073
2012 Jan-Dec | 24636 | 23630.2664 | 23298.1422 | 23409.2742 | 141307.78 | 141129.6371 | 141947.0782 | 142795.2156
2012 | 24636 | 23630.2664 | 23298.1422 | 23409.2742 | 141307.78 | 141129.6371 | 141947.0782 | 142795.2156
2013-01-31 | 22610 | 22610 | 22013.997 | 22087.1815 | 12889.507 | 13061.0693 | 13314.3055 | 13414.0579
2013-02-28 | 21426 | 21333.0082 | 21773.6201 | 21812.6402 | 11742.246 | 11668.8474 | 11819.7381 | 11848.0211
2013-03-31 | 19825 | 19601.7123 | 20634.9497 | 20655.2636 | 11958.319 | 11869.9986 | 12283.0437 | 12234.9583
2013-04-30 | 18854 | 19284.8182 | 18492.3312 | 18511.2916 | 10944.906 | 11090.2932 | 11018.1303 | 10974.2592
2013-05-31 | 20488 | 18341.9804 | 19100.9692 | 19112.1279 | 10785.424 | 10533.5712 | 10932.3105 | 10888.1497
2013-06-30 | 22662 | 22719.4401 | 22499.2459 | 22558.9581 | 11174.679 | 11283.4325 | 11406.4319 | 11302.8302
2013-07-31 | 24927 | 24352.1456 | 23212.9348 | 23274.7748 | 12722.707 | 12736.3503 | 12479.5529 | 12365.1981
2013-08-31 | 22833 | 23255.371 | 22359.7987 | 22418.3572 | 12100.351 | 12084.9413 | 12227.7513 | 12114.2235
2013-09-30 | 22682 | 20422.3176 | 20513.3592 | 20405.2189 | 10837.167 | 10767.0057 | 11015.3041 | 10949.6326
2013-10-31 | 18445 | 18981.007 | 18388.3002 | 18346.8765 | 11135.689 | 11114.0467 | 11279.1846 | 11259.8117
2013-11-30 | 20615 | 21439.9844 | 20326.4941 | 20278.2514 | 11640.948 | 11709.7788 | 11686.9287 | 11540.2619
2013-12-31 | 21964 | 21184.5386 | 21395.0558 | 21395.0558 | 12702.006 | 12528.9266 | 12699.9803 | 12699.9803
2013 Jan-Dec | 24927 | 24352.1456 | 23212.9348 | 23274.7748 | 140633.949 | 140448.2614 | 142162.6617 | 141591.3843
2013 | 24927 | 24352.1456 | 23212.9348 | 23274.7748 | 140633.949 | 140448.2614 | 142162.6617 | 141591.3843
2014-01-31 | 22774 | 22043.8439 | 22319.8106 | 22281.5654 | 13613.596 | 13409.7767 | 13356.427 | 13460.4545
2014-02-28 | 21905 | 21218.2216 | 20964.0592 | 21036.432 | 12067.276 | 11812.9441 | 11748.3799 | 11801.9939
2014-03-31 | 21656 | 20189.4904 | 19906 | 19976.2561 | 12672.074 | 12242.1563 | 12054.5719 | 12104.2826
2014-04-30 | 18557 | 19635.3887 | 17649 | 17587.1303 | 10836.804 | 11038.5265 | 10731.1367 | 10788.8672
2014-05-31 | 18844 | 18750.4605 | 18964 | 19048.9658 | 10642.583 | 10546.4252 | 10790.2174 | 10851.4531
2014-06-30 | 20807 | 20705.1957 | 22469.55 | 22435 | 11228.548 | 11140.5499 | 11346.2756 | 11485.0325
2014-07-31 | 21300 | 22294.8035 | 22948.69 | 23025 | 11717.444 | 12324.9268 | 12360.0815 | 12350.9003
2014-08-31 | 21363 | 21644.3547 | 21403.44 | 21483 | 11718.183 | 11819.2371 | 11992.5131 | 11900.7025
2014-09-30 | 21123 | 19449.0766 | 19023.2704 | 18933.24 | 10836.546 | 10671.4853 | 10579.5258 | 10661.5775
2014-10-31 | 17784 | 18447.2196 | 18638.7361 | 18588.6 | 10819.854 | 10814.1967 | 11126.7565 | 11340.0968
2014-11-30 | 20102 | 19923.2587 | 20302.34 | 20335.99 | 11487.634 | 11604.0111 | 11497.4835 | 11729.6029
2014-12-31 | 20938 | 21582.6701 | 21237.74 | 21117.85 | 12131.525 | 12256.0958 | 12769.4956 | 12721.7996
2014 Jan-Dec | 22774 | 22294.8035 | 22948.69 | 23025 | 139772.067 | 139680.3316 | 140352.8643 | 141196.7633
2014 | 22774 | 22294.8035 | 22948.69 | 23025 | 139772.067 | 139680.3316 | 140352.8643 | 141196.7633
2015-01-31 | 21814 | 21503.4489 | 22293.59 | 22148.5086 | 13119.979 | 12937.1182 | 13068.9431 | 13008.638
2015-02-28 | 21494 | 19709.6284 | 21016.81 | 20895.8261 | 12302.279 | 11740.7321 | 11528.5197 | 11523.9679
2015-03-31 | 20827 | 19815.3722 | 19840.93 | 19916.86 | 12044.976 | 11777.2204 | 11856.8161 | 11909.1231
2015-04-30 | 18462 | 19362.8308 | 18121.2 | 18197.12 | 10404.961 | 10624.617 | 10542.0267 | 10616.7981
2015-05-31 | 19158 | 17881.7583 | 19370.33 | 19451.06 | 10547.132 | 10231.5964 | 10635.9243 | 10710.0762
2015-06-30 | 19339 | 20554.6293 | 22276.64 | 22318.29 | 10624.316 | 10908.724 | 11410.2692 | 11467.269
2015-07-31 | 22516 | 22638.5319 | 22888.49 | 22990.85 | 12105.066 | 12273.6405 | 12174.2184 | 12268.7948
2015-08-31 | 22383 | 22383 | 21463.69 | 21573.24 | 11797.099 | 11782.7212 | 11821.2763 | 11926.0907
2015-09-30 | 22063 | 19299.6325 | 18485 | 18470.35 | 11361.901 | 10718.9879 | 10512.648 | 10527.7842
2015-10-31 | 17667 | 18444.3181 | 18339 | 18288.43 | 10687.264 | 10731.7474 | 11150.1256 | 11108.4988
2015-11-30 | 19239 | 19631.9089 | 20306 | 20289.75 | 10681.592 | 10867.5486 | 11595.0899 | 11611.8869
2015-12-31 | 19161 | 20418.0801 | 21160.04 | 21041 | 11313.857 | 11784.7123 | 12611.2501 | 12716.5842
2015 Jan-Dec | 22516 | 22638.5319 | 22888.49 | 22990.85 | 136990.422 | 136379.3659 | 138907.1073 | 139395.512
2015 | 22516 | 22638.5319 | 22888.49 | 22990.85 | 136990.422 | 136379.3659 | 138907.1073 | 139395.512
2016-01-31 | 20836 | 21249.7402 | 22360.24 | 22389 | 12384.867 | 12523.599 | 12982.1466 | 13133.9036
2016-02-29 | 20766 | 20194.6163 | 20985.25 | 20976 | 11471.763 | 11502.97 | 11806.8997 | 11905.4275
2016-03-31 | 20063 | 19588.615 | 20075.21 | 20075.21 | 11302.963 | 11358.2428 | 11758.7447 | 11764.9017
2016-04-30 | 17821 | 18912.1728 | 17405.08 | 17405.08 | 10409.92 | 10578.9099 | 10309.6515 | 10355.9315
2016-05-31 | 19885 | 19707.6447 | 19235.65 | 19235.65 | 10470.808 | 10115.8584 | 10530.0143 | 10686.8299
2016-06-30 | 21692 | 21568.912 | 22315.7305 | 22310.79 | 11101.521 | 11141.3797 | 11378.6081 | 11376.3742
2016-07-31 | 22659 | 22288.7672 | 22599.9414 | 22586.86 | 12497.616 | 12345.0421 | 11896.1402 | 11847.0197
2016-08-31 | 23100 | 22375.997 | 21440.3166 | 21368.76 | 13113.359 | 12295.9028 | 11771.834 | 11711.8709
2016-09-30 | 23213 | 19712.7154 | 18289 | 18302.4926 | 11072.26 | 10659.2295 | 10401.8861 | 10424.2936
2016-10-31 | 18189 | 18394.9922 | 18079 | 18165.7614 | 10518.677 | 10453.1463 | 10947.5325 | 10932.0243
2016-11-30 | 19369 | 20197.5483 | 20296 | 20406.3475 | 10697.636 | 10952.8459 | 11524.026 | 11489.2943
2016-12-31 | 20688 | 20286.7849 | 20888 | 20888 | 11978.041 | 11950.5536 | 12430.7427 | 12430.7427
2016 Jan-Dec | 23213 | 22375.997 | 22599.9414 | 22586.86 | 137019.431 | 135877.68 | 137738.2263 | 138058.614
2016 | 23213 | 22375.997 | 22599.9414 | 22586.86 | 137019.431 | 135877.68 | 137738.2263 | 138058.614
2017-01-31 | 20372 | 20965.9674 | 21913.73 | 21981 | 12108.005 | 12369.7298 | 12818.8508 | 12859.1363
2017-02-28 | 19838 | 20379.4501 | 20966.2287 | 21043 | 10607.563 | 10787.4931 | 11294.713 | 11332.858
2017-03-31 | 19174 | 18212.1966 | 20137.3 | 20125.57 | 11591.031 | 11337.3471 | 11824.0632 | 11820.8363
2017-04-30 | 17349 | 18482.7844 | 17969.79 | 17999.63 | 9788.616 | 10105.7565 | 10366.7129 | 10383.899
2017-05-31 | 17738 | 18260.3078 | 19193.19 | 19223.9 | 10153.182 | 10012.8427 | 10576.9018 | 10599.4394
2017-06-30 | 21168 | 21144.8187 | 22454.87 | 22374.02 | 10657.08 | 10682.999 | 11159.3312 | 11176.8995
2017-07-31 | 20627 | 22152.8524 | 22492.73 | 22614.36 | 11587.63 | 11851.6211 | 11984.7355 | 11995.2502
2017-08-31 | 20158 | 21323.3584 | 22376.43 | 22378.02 | 11350.012 | 11513.597 | 12105.5471 | 12111.7263
2017-09-30 | 21786 | 17821.4732 | 19490.21 | 19328.32 | 10679.393 | 10155.927 | 10494.2948 | 10498.419
2017-10-31 | 17418 | 17407.7858 | 18030.62 | 17984.95 | 10339.329 | 10260.3837 | 10942.7953 | 10911.8652
2017-11-30 | 19115 | 19195.4397 | 20230.97 | 20247.95 | 10955.909 | 10946.7668 | 11371.7451 | 11383.4887
2017-12-31 | 20306 | 19532.5265 | 20901.44 | 20901.44 | 12338.893 | 12096.0133 | 12303.6865 | 12303.6865
2017 Jan-Dec | 21786 | 22152.8524 | 22492.73 | 22614.36 | 132156.643 | 132120.4771 | 137243.3774 | 137377.5044
2017 | 21786 | 22152.8524 | 22492.73 | 22614.36 | 132156.643 | 132120.4771 | 137243.3774 | 137377.5044
2018-01-31 | 20906 | 20177.5339 | 21618.93 | 21761.48 | 12700.826 | 12679.8037 | 12685.9178 | 12739.2507
2018-02-28 | 20076 | 20042.2165 | 20242.21 | 20303.37 | 10951.065 | 11081.1365 | 11074.1738 | 11102.3023
2018-03-31 | 18462 | 18661.9094 | 19551.97 | 19623.4 | 11372.42 | 11200.5402 | 11423.555 | 11462.0987
2018-04-30 | 18011 | 18107.9593 | 17669.81 | 17797.45 | 10578.368 | 10586.2978 | 10157.8502 | 10189.0993
2018-05-31 | 20473 | 19262.1307 | 18817.47 | 18914.03 | 10421.469 | 10081.137 | 10289.6502 | 10319.2302
2018-06-30 | 21369 | 20626.9619 | 21890.0001 | 21874.44 | 10923.446 | 10980.4534 | 10863.4062 | 10862.0067
2018-07-31 | 23046 | 22546.0792 | 22076.0001 | 22002.38 | 12685.321 | 12483.116 | 11652.7714 | 11637.8996
2018-08-31 | 21990 | 21385.6483 | 21946.0001 | 21936.42 | 12688.795 | 12040.5393 | 11685.5744 | 11688.5067
2018-09-30 | 23240 | 19505.5646 | 19019 | 19013.0001 | 11147.31 | 10579.1906 | 10189.9802 | 10125.5779
2018-10-31 | 18205 | 17751.4152 | 17788 | 17799.0001 | 10717.348 | 10526.7735 | 10750.0648 | 10677.4838
2018-11-30 | 20152 | 19266.3918 | 19828 | 19752.0001 | 11360.321 | 11184.9393 | 11170.7506 | 11077.6035
2018-12-31 | 19891 | 20375.1864 | 20503 | 20450.0001 | 11938.614 | 12019.553 | 12007.3958 | 11796.5086
2018 Jan-Dec | 23240 | 22546.0792 | 22076.0001 | 22002.38 | 137485.303 | 135443.4802 | 133951.0905 | 133677.568
2018 | 23240 | 22546.0792 | 22076.0001 | 22002.38 | 137485.303 | 135443.4802 | 133951.0905 | 133677.568
2019-01-31 | 21525 | 21058.2817 | 21506 | 21334 | 12777.216 | 12688.8389 | 12973.2132 | 12767.5977
2019-02-28 | 20500 | 20420.3692 | 20008 | 20016 | 11291.744 | 11212.4836 | 11162.2057 | 11115.2732
2019-03-31 | 20263 | 19198.6839 | 19457 | 19474 | 11658.678 | 11457.734 | 11522.1982 | 11474.3257
2019-04-30 | 17645 | 18796.3299 | 17548 | 17605 | 10264.505 | 10432.2785 | 10252.9314 | 10251.5353
2019-05-31 | 16784 | 17977.0308 | 18663 | 18660 | 10219.56 | 10218.7126 | 10412.0446 | 10413.1286
2019-06-30 | 20248 | 21239.1838 | 21623 | 21570 | 10365.619 | 10608.5215 | 10939.3571 | 10939.6692
2019-07-31 | 21791 | 21120.5208 | 22061 | 22105 | 12792.766 | 12446.1887 | 11763.9974 | 11911.1182
2019-08-31 | 21354 | 22490.4547 | 21200 | 21550 | 11825.052 | 11798.5843 | 11598.2109 | 11669.5054
2019-09-30 | 19717 | 18919.6325 | 19469.84 | 18920 | 10318.533 | 10167.6302 | 10564.4926 | 10160.875
2019-10-31 | 18329 | 18814.592 | 17559 | 17535 | 10351.05 | 10446.8836 | 10788.0047 | 10681.7179
2019-11-30 | 19625 | 19001.8635 | 19597 | 19734 | 11255.325 | 11094.2081 | 11194.6524 | 11149.8828
2019-12-31 | 20974 | 20974 | 20307 | 20437 | 11997.095 | 12094.1802 | 12086.6766 | 12159.4719
2019 Jan-Dec | 21791 | 22490.4547 | 22061 | 22105 | 135117.143 | 134666.2442 | 135257.9849 | 134694.1009
2019 | 21791 | 22490.4547 | 22061 | 22105 | 135117.143 | 134666.2442 | 135257.9849 | 134694.1009
2020-01-31 | 19928 | 21137.8728 | 21185.0004 | 21115 | 12178.575 | 12460.9405 | 12859.4588 | 12814.6236
2020-02-29 | 19630 | 19776.0281 | 19917.0004 | 19853 | 11239.82 | 11253.1814 | 11586.6754 | 11545.2458
2020-03-31 | 18183 | 18364.6411 | 19377.0004 | 19318 | 10989.389 | 11044.0958 | 11522.322 | 11491.168
2020-04-30 | 15350 | 16515.7848 | 17302.0004 | 17323.0004 | 9282.854 | 9383.3554 | 10229.1483 | 10269.9312
2020-05-31 | 20649 | 18761.2836 | 17426 | 18560.0004 | 9642.117 | 9306.4436 | 9434.378 | 10330.8315
2020-06-30 | 21292 | 20741.8718 | 20034 | 21540.0004 | 10800.015 | 10596.6512 | 10274.389 | 11220.2712
2020-07-31 | 24446 | 24057.7367 | 22364.4404 | 22195.0004 | 13202.706 | 12529.7172 | 11731.6936 | 12010.2547
2020-08-31 | 23823 | 25167.9743 | 21631.4406 | 21362.0004 | 12081.08 | 12338.1938 | 11441.5908 | 11604.6804
2020-09-30 | 20225 | 19254.2062 | 20312.4408 | 18817.0004 | 10114.374 | 10011.2355 | 10356.1124 | 10324.3729
2020-10-31 | 17679 | 17587.3164 | 17039.9727 | 16560.4413 | 10339.39 | 10349.5982 | 10040.7873 | 10056.3893
2020-11-30 | 19147 | 19416.1975 | 18891.9134 | 18730.4416 | 10529.032 | 10891.1669 | 10531.6058 | 10535.5719
2020-12-31 | 20738 | 20975.3455 | 19805.1651 | 19574.4417 | 11811.675 | 11932.8039 | 11815.0887 | 11796.3797
2020 Jan-Dec | 24446 | 25167.9743 | 22364.4404 | 22195.0004 | 132211.027 | 132097.3834 | 131823.25 | 133999.7201
2020 | 24446 | 25167.9743 | 22364.4404 | 22195.0004 | 132211.027 | 132097.3834 | 131823.25 | 133999.7201
2021-01-31 | 20150 | 20951.6431 | 21176.0005 | 20837.4605 | 12105.158 | 12307.6071 | 12539.1611 | 12334.6588
2021-02-28 | 20318 | 20175.4672 | 20760.0005 | 20423.6173 | 11233.123 | 11144.3783 | 11073.4765 | 10834.2847
2021-03-31 | 19344 | 19132.2536 | 19384.0005 | 18914.3515 | 11101.706 | 11180.3003 | 11497.7125 | 11108.3487
2021-04-30 | 16644 | 17618.7846 | 17070.0009 | 16953.0005 | 9781.57 | 10097.7166 | 10244.8035 | 10129.1803
2021-05-31 | 19443 | 16831.2928 | 18055.3342 | 17941.0005 | 10086.333 | 9812.1801 | 10152.0681 | 10150.0117
2021-06-30 | 22258 | 21528.4908 | 22162.0009 | 22212.5105 | 11262.474 | 10840.8856 | 10747.5852 | 10755.5082
2021-07-31 | 21655 | 22251.4821 | 22413.0005 | 22500.0009 | 11636.443 | 11970.9832 | 11806.5074 | 11818.4696
2021-08-31 | 22986 | 21854.4728 | 22235.0005 | 22332.0009 | 12856.511 | 12072.0791 | 11706.2663 | 11708.3351
2021-09-30 | 18769 | 18979.8917 | 21212.0005 | 21307.0009 | 10389.017 | 10401.3058 | 10472.6839 | 10482.8995
2021-10-31 | 17312 | 17606.8602 | 17270.7147 | 17261.0005 | 10516.14 | 10429.4829 | 10365.0376 | 10433.28
2021-11-30 | 19644 | 19684.7166 | 19227.38 | 19228.3338 | 10956.602 | 11017.3258 | 10886.7659 | 10903.2144
2021-12-31 | 20455 | 21331.5579 | 20088.8968 | 20071.3338 | 11969.602 | 12185.9418 | 11984.4925 | 11986.8857
2021 Jan-Dec | 22986 | 22251.4821 | 22413.0005 | 22500.0009 | 133894.679 | 133460.1865 | 133476.5604 | 132645.0766
2021 | 22986 | 22251.4821 | 22413.0005 | 22500.0009 | 133894.679 | 133460.1865 | 133476.5604 | 132645.0766
2022-01-31 | 21349 | 21334.1018 | 20983.6671 | 20940.1258 | 13085.388 | 12928.5532 | 12536.9576 | 12489.7994
2022-02-28 | 20918 | 20782.3287 | 20446.0004 | 20331.4888 | 11487.734 | 11400.5165 | 11208.712 | 11171.9517
2022-03-31 | 19763 | 19274.0763 | 19401.3338 | 19482.5828 | 11816.835 | 11722.9643 | 11617.5125 | 11591.1551
2022-04-30 | 17256 | 18817.8027 | 17251.0005 | 17264.0004 | 10265.047 | 10506.4366 | 10239.112 | 10244.1893
2022-05-31 | 21292 | 20136.0014 | 18269.0005 | 18273.6671 | 10469.914 | 10137.6947 | 10372.2878 | 10375.4674
2022-06-30 | 21954 | 22101.7092 | 22161.0005 | 22173.0004 | 10929.858 | 11002.2267 | 10967.9836 | 10969.0566
2022-07-31 | 22607 | 22484.9516 | 22542.0005 | 22546.0005 | 12343.623 | 12411.016 | 11893.9057 | 11889.6983
2022-08-31 | 21871 | 23477.9346 | 22430.0005 | 22399.0005 | 12624.254 | 11998.9314 | 12028.3221 | 12019.7286
2022-09-30 | 20350 | 20446.2276 | 21489.0005 | 21346.0005 | 10814.096 | 10678.4907 | 10551.0851 | 10488.1448
2022-10-31 | 17294 | 17498.1219 | 17559.0005 | 17550.0005 | 10384.167 | 10447.0825 | 10603.0084 | 10584.0232
2022-11-30 | 19441 | 19389.6575 | 19812.0005 | 19791.0005 | 11044.181 | 11128.3255 | 11151.0711 | 11134.34
2022-12-31 | 20173 | 20584.5241 | 20241.0005 | 20225.0005 | 12273.23 | 12412.7534 | 12191.9609 | 12176.1081
2022 Jan-Dec | 22607 | 23477.9346 | 22542.0005 | 22546.0005 | 133894.679 | 133460.1865 | 135361.9188 | 135133.6625
2022 | 22607 | 23477.9346 | 22542.0005 | 22546.0005 | 137538.327 | 136774.9915 | 135361.9188 | 135133.6625
2023-01-31 | 20486 | 21435.1399 | 21170.3338 | 21255.0005 | 12519.712 | 13052.768 | 12663.6554 | 12762.2603
2023-02-28 | 21388 | 20433.0112 | 20892.3338 | 20984.0005 | 11225.17 | 11325.8235 | 11375.0622 | 11461.3076
2023-03-31 | 18811 | 19000.8853 | 19701.0485 | 19818.0005 | 11846.269 | 11814.7494 | 11846.6528 | 11951.1697
2023-04-30 | 17547 | 18970.9273 | 17785.9996 | 17831.0005 | 10271.638 | 10354.8058 | 10349.2653 | 10370.0521
2023-05-31 | 20787 | 18001.5877 | 18869.9996 | 18912.0005 | 10356.75 | 10473.6584 | 10418.8057 | 10440.3611
2023-06-30 | 21463 | 22417.4764 | 21884.9996 | 21931.0005 | 11119.814 | 11230.6805 | 10652.496 | 10672.7289
2023-07-31 | 22686 | 23368.3724 | 22445.9996 | 22438.9996 | 12507.785 | 12455.0186 | 11858.9002 | 11846.9233
2023-08-31 | 21364 | 21865.1956 | 22396.9996 | 22393.9996 | 11828.62 | 12005.3253 | 12249.9171 | 12236.9698
2023-09-30 | 23713 | 22592.5109 | 21479.9996 | 21517.9996 | 10997.556 | 10636.5431 | 10718.9739 | 10702.4917
2023-10-31 | 20849 | 19208.5675 | 17668.0452 | 17669.3329 | 10932.34 | 10757.1302 | 10593.967 | 10600.3454
2023-11-30 | 20579 | 20453.2108 | 19742.0453 | 19755.3329 | 11456.562 | 11478.5016 | 11007.299 | 11013.2596
2023-12-31 | 20004 | 21211.1571 | 20346.0453 | 20354.6663 | 12065.5 | 12384.2261 | 12018.94 | 12023.4944
2023 Jan-Dec | 23713 | 23368.3724 | 22445.9996 | 22438.9996 | 137127.716 | 137969.2307 | 135753.9345 | 136081.364
2023 | 23713 | 23368.3724 | 22445.9996 | 22438.9996 | 137127.716 | 137969.2307 | 135753.9345 | 136081.364
2024-01-31 | 20880 | 21204.4347 | 21418.2553 | 21402.0453 | 12932.636 | 13105.3696 | 12929.406 | 12921.66
2024-02-29 | 19703 | 20151.4548 | 20987.7553 | 20977.0453 | 11437.175 | 11650.3599 | 11956.6273 | 11946.748
2024-03-31 | 18813 | 18850.8337 | 19645.2454 | 19618.0454 | 11484.309 | 11574.3149 | 11836.2413 | 11828.119
2024-04-30 | 17958 | 18698.6244 | 17839.6154 | 17854.0654 | 10429.148 | 10590.4116 | 10616.6408 | 10655.7906
2024-05-31 | 20436 | 19627.7984 | 19148.7554 | 19124.2354 | 10683.881 | 10589.314 | 10660.6544 | 10683.7118
2024-06-30 | 23852 | 22634.2284 | 22502.1655 | 22372.1055 | 11543.786 | 11310.9921 | 10892.6773 | 10881.7852
2024-07-30 | 23356 | 23419.1746 | 22729.3704 | 22753.1555 | 13026.541 | 12910.7525 | 12334.9116 | 12346.4602
2024-08-29 | 23179 | 22765.533 | 22592.9271 | 22582.3655 | 12611.122 | 12364.443 | 12432.5962 | 12391.7927
2024-09-28 | 21546 | 21365.7165 | 21998.022 | 21956.7255 | 11264.302 | 10874.6988 | 11042.347 | 10997.8597
2024-10-28 | 17998 | 18484.2901 | 17976.8176 | 18065.3308 | 10949.216 | 11004.9703 | 11073.6096 | 11118.558
2024-11-27 | 19260 | 20009.9617 | 20217.9361 | 19920.0456 | 11248.652 | 11430.2956 | 11500.099 | 11505.3535
2024-12-27 | 20929 | 21323.8087 | 21036.6297 | 20639.0456 | 12871.042 | 12958.2113 | 12626.6472 | 12587.0515
2024 Jan-Dec | 23852 | 23419.1746 | 22729.3704 | 22753.1555 | 140481.81 | 140364.1339 | 139902.4576 | 139864.8901
2024 | 23852 | 23419.1746 | 22729.3704 | 22753.1555 | 140481.81 | 140364.1339 | 139902.4576 | 139864.8901
2025-01-26 | 22058 | 22379.5336 | 21856.1165 | 21914.7937 | 13668.714 | 13661.657 | 13268.2621 | 13325.5154
2025-02-25 | 21399 | 21116.0479 | 21278.651 | 21359.184 | 12278.547 | 12130.7045 | 11685.5171 | 11736.7716
2025-03-27 | 20232 | 19614.4739 | 20023.5778 | 20100.3978 | 12057.659 | 12091.2745 | 12075.4951 | 12131.3113
2025-04-26 | 19271 | 19246.3001 | 18154.8411 | 18111.6699 | 10837.309 | 10891.1786 | 10619.601 | 10793.6852
2025-05-26 | 18190 | 18891.1849 | 19064.5516 | 19592.7001 | 10770.893 | 10873.3118 | 10649.1943 | 10910.4557
2025-06-25 | 24775 | 22678.4237 | 22279.0506 | 22766.2964 | 11845.624 | 11544.6629 | 11223.7937 | 11257.2261
2025-07-25 |  |  | 23171.0268 | 23487.9731 |  |  | 12427.0436 | 12509.7279
2025-08-24 |  |  | 22852.8201 | 23092.3586 |  |  | 12416.3112 | 12516.4943
2025-09-23 |  |  | 21301.525 | 21531.198 |  |  | 11078.9473 | 11160.1207
2025-10-23 |  |  | 18451.7727 | 18678.1744 |  |  | 11168.4312 | 11260.6328
2025-11-22 |  |  | 20123.5597 | 20372.5197 |  |  | 11511.618 | 11630.8416
2025-12-22 |  |  | 21221.7376 | 21542.5519 |  |  | 12726.7319 | 12866.703
2025 Jan-Jun | 24775 | 22678.4237 | 22279.0506 | 22766.2964 | 71458.746 | 71192.7892 | 69521.8634 | 70154.9652
2025 | 24775 | 22678.4237 | 23171.0268 | 23487.9731 | 71458.746 | 71192.7892 | 140850.9465 | 142099.4855
2003-05-31 |  | 19239.9371 | 19941.8744 |  |  | 11738.9297 | 11726.0969
2003-06-30 |  | 22602.9614 | 22874.9584 |  |  | 11767.7967 | 12252.5126
2003-07-31 |  | 22509.4071 | 23696.347 |  |  | 12890.0537 | 13473.0198
2003-08-31 |  | 22605.4277 | 23414.5853 |  |  | 12101.6221 | 13194.915
2003-09-30 |  | 20651.0041 | 21700.3658 |  |  | 11728.4847 | 11828.5728
2003-10-31 |  | 20871.456 | 20577.1211 |  |  | 12136.5922 | 12347.0897
2003-11-30 |  | 22060.271 | 22607.9199 |  |  | 12568.4243 | 12570.3806
2003-12-31 |  | 22755.7218 | 23786.7109 |  |  | 13546.6718 | 13746.3645
2004-01-31 |  | 24271.1452 | 24027.4609 |  |  | 14385.6798 | 14158.3635
2004-02-29 |  | 22821.4821 | 23506.5371 |  |  | 13150.864 | 13004.7829
2004-03-31 |  | 21555.3852 | 22407.0254 |  |  | 13321.6807 | 13254.8132
2004-04-30 |  | 19970.9681 | 19945.8125 |  |  | 11765.5374 | 11971.2318
2004-05-31 |  | 19448.3048 | 20216.8691 |  |  | 11795.7879 | 11898.7636
2004-06-30 |  | 23097.7471 | 23383.3848 |  |  | 12167.7989 | 12566.0083
2004-07-31 |  | 23311.241 | 23558.0801 |  |  | 12887.98 | 13321.3131
2004-08-31 |  | 22804.3745 | 23077.2227 |  |  | 12834.9171 | 13283.674
2004-09-30 |  | 20666.1181 | 22415.293 |  |  | 12177.3734 | 11888.4761
2004-10-31 |  | 20538.1097 | 21042.6953 |  |  | 12417.5456 | 12318.6472
2004-11-30 |  | 22346.643 | 22697.8809 |  |  | 12834.1228 | 12807.8774
2004-12-31 |  | 23787.0226 | 23245.0059 |  |  | 13928.7293 | 13601.973
2005-01-31 |  | 23993.4492 | 23890.98 |  |  | 14567.0605 | 14269.3901
2005-02-28 |  | 23476.8547 | 23507.03 |  |  | 12786.7739 | 12795.0929
2005-03-31 |  | 22240.0689 | 22370.34 |  |  | 13424.4576 | 13401.8026
2005-04-30 |  | 20583.4876 | 20760.1 |  |  | 12049.7239 | 12063.7878
2005-05-31 |  | 19077.1489 | 20306.03 |  |  | 11728.4636 | 11928.3062
2005-06-30 |  | 23975.4506 | 23402.64 |  |  | 12759.5611 | 12284.376
2005-07-31 |  | 24608.6958 | 23820.5 |  |  | 13767.5643 | 13233.9731
2005-08-31 |  | 24603.8078 | 23372.48 |  |  | 13551.573 | 13465.8968
2005-09-30 |  | 22196.3282 | 22078.34 |  |  | 12265.6874 | 12151.9814
2005-10-31 |  | 20712.8962 | 20922.81 |  |  | 12137.3055 | 12472.8188
2005-11-30 |  | 21790.2777 | 22937.6 |  |  | 12477.7109 | 12867.08
2005-12-31 |  | 23322.4445 | 23641.84 |  |  | 13623.3368 | 13796.3409
2006-01-31 |  | 24481 | 24284.96 |  |  | 14017.9982 | 14424.4515
2006-02-28 |  | 22264 | 23800.5 |  |  | 12541.4718 | 12948.2914
2006-03-31 |  | 22180.6416 | 22821.37 |  |  | 13192.0662 | 13634.8299
2006-04-30 |  | 20894.4457 | 20910.04 |  |  | 11910.8438 | 12047.9755
2006-05-31 |  | 21872.2911 | 21678.33 |  |  | 11716.8122 | 12279.9916
2006-06-30 |  | 23612.7463 | 23998.72 |  |  | 12570.0752 | 12623.9122
2006-07-31 |  | 25257.3418 | 25397.46 |  |  | 13519.6572 | 13679.2646
2006-08-31 |  | 23880.5188 | 24805.29 |  |  | 13272.2832 | 13630.8008
2006-09-30 |  | 21526.7648 | 23566.96 |  |  | 11636.9413 | 12254.9406
2006-10-31 |  | 20459.0154 | 21498.15 |  |  | 11885.9146 | 12521.8009
2006-11-30 |  | 22968.2115 | 23080.82 |  |  | 12470.0933 | 12892.685
2006-12-31 |  | 23625.9393 | 24123.74 |  |  | 13244.9592 | 13800.6488
2007-01-31 |  | 23776.8339 | 24407.33 |  |  | 13944.3282 | 14347.6006
2007-02-28 |  | 23053.0639 | 23805.23 |  |  | 12755.0378 | 12799.7079
2007-03-31 |  | 22680.4017 | 22410.89 |  |  | 13156.1473 | 13334.4268
2007-04-30 |  | 21218.7001 | 20306.68 |  |  | 11977.7487 | 11833.3207
2007-05-31 |  | 18881.5106 | 20882.55 |  |  | 11610.0662 | 11997.9552
2007-06-30 |  | 24968.2328 | 24501.25 |  |  | 12478.0186 | 12397.7724
2007-07-31 |  | 24937.0822 | 25524.57 |  |  | 13223.8939 | 13470.8252
2007-08-31 |  | 24566.9071 | 24734.55 |  |  | 13140.0528 | 13368.0197
2007-09-30 |  | 20976.0219 | 22636.33 |  |  | 11637.1176 | 11853.5568
2007-10-31 |  | 19607.6114 | 21554.34 |  |  | 11832.6413 | 12419.5501
2007-11-30 |  | 22401.7023 | 22807.03 |  |  | 12475.2122 | 12719.7604
2007-12-31 |  | 23142.7472 | 24122.74 |  |  | 13271.8901 | 13588.2725
2008-01-31 |  | 23324.016 | 23839.9286 |  |  | 13838.5753 | 13978.7473
2008-02-29 |  | 22662.4184 | 23331.2989 |  |  | 12779.7926 | 12968.8203
2008-03-31 |  | 21209.0269 | 21883.6734 |  |  | 12776.0076 | 12970.3688
2008-04-30 |  | 21077.4953 | 20048.0315 |  |  | 11829.5843 | 11698.943
2008-05-31 |  | 20139.9842 | 20210.7676 |  |  | 11511.8244 | 11735.9553
2008-06-30 |  | 23724.3431 | 23892.0192 |  |  | 12047.5559 | 12103.6774
2008-07-31 |  | 24987.592 | 25231.8939 |  |  | 13310.9188 | 13161.835
2008-08-31 |  | 23579.6573 | 24477.7753 |  |  | 12736.6916 | 12926.0971
2008-09-30 |  | 21404.2678 | 22290.904 |  |  | 11598.0843 | 11529.5318
2008-10-31 |  | 19511.6562 | 20907.5479 |  |  | 11687.9192 | 12044.3073
2008-11-30 |  | 22489.0231 | 22119.6095 |  |  | 11991.9424 | 12262.6183
2008-12-31 |  | 22164.6447 | 23154.6001 |  |  | 12940.2947 | 13264.4707
2009-01-31 |  | 22667.0788 | 23813.0998 |  |  | 13535.4467 | 13686.8304
2009-02-28 |  | 21808.7203 | 23220.5185 |  |  | 11749.4678 | 12296.9476
2009-03-31 |  | 20868.6368 | 21914.9455 |  |  | 12165.271 | 12746.6818
2009-04-30 |  | 20344.9145 | 20074.7226 |  |  | 10901.2606 | 11354.7401
2009-05-31 |  | 18785.4908 | 20357.5736 |  |  | 10536.0659 | 11416.2719
2009-06-30 |  | 23485.0159 | 23172.7205 |  |  | 11161.8895 | 11587.9581
2009-07-31 |  | 22352.287 | 24350.6569 |  |  | 12091.706 | 12626.1861
2009-08-31 |  | 24120.5582 | 23669.6928 |  |  | 12113.2789 | 12370.0057
2009-09-30 |  | 19977.6676 | 21055.1421 |  |  | 10838.0625 | 10978.4771
2009-10-31 |  | 19464.8512 | 20214.6873 |  |  | 11214.1928 | 11567.95
2009-11-30 |  | 21501.2294 | 21361.9788 |  |  | 11605.7866 | 11858.5268
2009-12-31 |  | 21730.9099 | 21919.3561 |  |  | 12677.5761 | 12693.1919
2010-01-31 |  | 22297.8804 | 22717.3216 |  |  | 13227.8171 | 13097.6605
2010-02-28 |  | 22020.4448 | 22459.742 |  |  | 11777.6488 | 11804.099
2010-03-31 |  | 21346.0734 | 21309.448 |  |  | 12010.9613 | 12430.8985
2010-04-30 |  | 19258.6821 | 18770.6298 |  |  | 10898.0905 | 10857.612
2010-05-31 |  | 21295.2011 | 18843.502 |  |  | 10951.2917 | 10814.7613
2010-06-30 |  | 22474.9206 | 22550.9548 |  |  | 11538.1526 | 11411.3572
2010-07-31 |  | 24049.6327 | 23498.3733 |  |  | 12903.2908 | 12442.4622
2010-08-31 |  | 24202.4847 | 22972.5225 |  |  | 12462.2299 | 12301.8326
2010-09-30 |  | 21702.065 | 21442.7835 |  |  | 10949.8132 | 11055.5026
2010-10-31 |  | 19199.6083 | 18855.0679 |  |  | 10983.9114 | 11228.8238
2010-11-30 |  | 20712.8718 | 20717.7815 |  |  | 11457.171 | 11620.4239
2010-12-31 |  | 21966.6139 | 21580.6272 |  |  | 12581.1224 | 12708.2117
2011-01-31 |  | 22876.7298 | 22270.5192 |  |  | 13237.9305 | 13343.9086
2011-02-28 |  | 21660.2043 | 21982.186 |  |  | 11710.5829 | 11979.6008
2011-03-31 |  | 21179.9192 | 20550.1632 |  |  | 12318.7834 | 12467.2468
2011-04-30 |  | 19571.3477 | 18195.8466 |  |  | 11022.5512 | 10965.5571
2011-05-31 |  | 18742.8072 | 18515.1791 |  |  | 10594.0641 | 10934.6882
2011-06-30 |  | 22294.084 | 23107.108 |  |  | 11253.6631 | 11593.1744
2011-07-31 |  | 23631.2692 | 23538.8355 |  |  | 12809.1348 | 12517.8651
2011-08-31 |  | 22208.747 | 23196.6756 |  |  | 12292.4814 | 12538.1515
2011-09-30 |  | 21317.1824 | 21238.6927 |  |  | 11031.1087 | 10964.8288
2011-10-31 |  | 18168.0995 | 18437.0481 |  |  | 10973.2195 | 11154.7901
2011-11-30 |  | 21347.2844 | 20747.3335 |  |  | 11452.4357 | 11622.5291
2011-12-31 |  | 20772.1165 | 21942.4375 |  |  | 12314.3757 | 12864.6619
2012-01-31 |  | 22084.7322 | 22160.0997 |  |  | 12932.2873 | 13280.0235
2012-02-29 |  | 20756.8677 | 21813.8691 |  |  | 11786.6373 | 12202.5791
2012-03-31 |  | 20595.0545 | 20708.9072 |  |  | 11726.1779 | 12264.8125
2012-04-30 |  | 19830.1533 | 18745.092 |  |  | 10883.4994 | 10866.5786
2012-05-31 |  | 20183.3954 | 19038.2309 |  |  | 10838.5019 | 10943.6824
2012-06-30 |  | 22832.4909 | 22569.1521 |  |  | 11511.082 | 11398.2442
2012-07-31 |  | 23630.2664 | 23298.1422 |  |  | 13057.6199 | 12319.3311
2012-08-31 |  | 22726.501 | 22956.5741 |  |  | 12373.2613 | 12419.0386
2012-09-30 |  | 19563.4079 | 20506.0631 |  |  | 10900.4102 | 10811.3017
2012-10-31 |  | 18684.153 | 18345.9037 |  |  | 11149.8822 | 11199.8353
2012-11-30 |  | 21255.5382 | 20571.5606 |  |  | 11663.449 | 11629.6439
2012-12-31 |  | 20910.8981 | 21693.287 |  |  | 12306.8289 | 12612.0073
2013-01-31 |  | 22610 | 22013.997 |  |  | 13061.0693 | 13314.3055
2013-02-28 |  | 21333.0082 | 21773.6201 |  |  | 11668.8474 | 11819.7381
2013-03-31 |  | 19601.7123 | 20634.9497 |  |  | 11869.9986 | 12283.0437
2013-04-30 |  | 19284.8182 | 18492.3312 |  |  | 11090.2932 | 11018.1303
2013-05-31 |  | 18341.9804 | 19100.9692 |  |  | 10533.5712 | 10932.3105
2013-06-30 |  | 22719.4401 | 22499.2459 |  |  | 11283.4325 | 11406.4319
2013-07-31 |  | 24352.1456 | 23212.9348 |  |  | 12736.3503 | 12479.5529
2013-08-31 |  | 23255.371 | 22359.7987 |  |  | 12084.9413 | 12227.7513
2013-09-30 |  | 20422.3176 | 20513.3592 |  |  | 10767.0057 | 11015.3041
2013-10-31 |  | 18981.007 | 18388.3002 |  |  | 11114.0467 | 11279.1846
2013-11-30 |  | 21439.9844 | 20326.4941 |  |  | 11709.7788 | 11686.9287
2013-12-31 |  | 21184.5386 | 21395.0558 |  |  | 12528.9266 | 12699.9803
2014-01-31 |  | 22043.8439 | 22319.8106 |  |  | 13409.7767 | 13356.427
2014-02-28 |  | 21218.2216 | 20964.0592 |  |  | 11812.9441 | 11748.3799
2014-03-31 |  | 20189.4904 | 19906 |  |  | 12242.1563 | 12054.5719
2014-04-30 |  | 19635.3887 | 17649 |  |  | 11038.5265 | 10731.1367
2014-05-31 |  | 18750.4605 | 18964 |  |  | 10546.4252 | 10790.2174
2014-06-30 |  | 20705.1957 | 22469.55 |  |  | 11140.5499 | 11346.2756
2014-07-31 |  | 22294.8035 | 22948.69 |  |  | 12324.9268 | 12360.0815
2014-08-31 |  | 21644.3547 | 21403.44 |  |  | 11819.2371 | 11992.5131
2014-09-30 |  | 19449.0766 | 19023.2704 |  |  | 10671.4853 | 10579.5258
2014-10-31 |  | 18447.2196 | 18638.7361 |  |  | 10814.1967 | 11126.7565
2014-11-30 |  | 19923.2587 | 20302.34 |  |  | 11604.0111 | 11497.4835
2014-12-31 |  | 21582.6701 | 21237.74 |  |  | 12256.0958 | 12769.4956
2015-01-31 |  | 21503.4489 | 22293.59 |  |  | 12937.1182 | 13068.9431
2015-02-28 |  | 19709.6284 | 21016.81 |  |  | 11740.7321 | 11528.5197
2015-03-31 |  | 19815.3722 | 19840.93 |  |  | 11777.2204 | 11856.8161
2015-04-30 |  | 19362.8308 | 18121.2 |  |  | 10624.617 | 10542.0267
2015-05-31 |  | 17881.7583 | 19370.33 |  |  | 10231.5964 | 10635.9243
2015-06-30 |  | 20554.6293 | 22276.64 |  |  | 10908.724 | 11410.2692
2015-07-31 |  | 22638.5319 | 22888.49 |  |  | 12273.6405 | 12174.2184
2015-08-31 |  | 22383 | 21463.69 |  |  | 11782.7212 | 11821.2763
2015-09-30 |  | 19299.6325 | 18485 |  |  | 10718.9879 | 10512.648
2015-10-31 |  | 18444.3181 | 18339 |  |  | 10731.7474 | 11150.1256
2015-11-30 |  | 19631.9089 | 20306 |  |  | 10867.5486 | 11595.0899
2015-12-31 |  | 20418.0801 | 21160.04 |  |  | 11784.7123 | 12611.2501
2016-01-31 |  | 21249.7402 | 22360.24 |  |  | 12523.599 | 12982.1466
2016-02-29 |  | 20194.6163 | 20985.25 |  |  | 11502.97 | 11806.8997
2016-03-31 |  | 19588.615 | 20075.21 |  |  | 11358.2428 | 11758.7447
2016-04-30 |  | 18912.1728 | 17405.08 |  |  | 10578.9099 | 10309.6515
2016-05-31 |  | 19707.6447 | 19235.65 |  |  | 10115.8584 | 10530.0143
2016-06-30 |  | 21568.912 | 22315.7305 |  |  | 11141.3797 | 11378.6081
2016-07-31 |  | 22288.7672 | 22599.9414 |  |  | 12345.0421 | 11896.1402
2016-08-31 |  | 22375.997 | 21440.3166 |  |  | 12295.9028 | 11771.834
2016-09-30 |  | 19712.7154 | 18289 |  |  | 10659.2295 | 10401.8861
2016-10-31 |  | 18394.9922 | 18079 |  |  | 10453.1463 | 10947.5325
2016-11-30 |  | 20197.5483 | 20296 |  |  | 10952.8459 | 11524.026
2016-12-31 |  | 20286.7849 | 20888 |  |  | 11950.5536 | 12430.7427
2017-01-31 |  | 20965.9674 | 21913.73 |  |  | 12369.7298 | 12818.8508
2017-02-28 |  | 20379.4501 | 20966.2287 |  |  | 10787.4931 | 11294.713
2017-03-31 |  | 18212.1966 | 20137.3 |  |  | 11337.3471 | 11824.0632
2017-04-30 |  | 18482.7844 | 17969.79 |  |  | 10105.7565 | 10366.7129
2017-05-31 |  | 18260.3078 | 19193.19 |  |  | 10012.8427 | 10576.9018
2017-06-30 |  | 21144.8187 | 22454.87 |  |  | 10682.999 | 11159.3312
2017-07-31 |  | 22152.8524 | 22492.73 |  |  | 11851.6211 | 11984.7355
2017-08-31 |  | 21323.3584 | 22376.43 |  |  | 11513.597 | 12105.5471
2017-09-30 |  | 17821.4732 | 19490.21 |  |  | 10155.927 | 10494.2948
2017-10-31 |  | 17407.7858 | 18030.62 |  |  | 10260.3837 | 10942.7953
2017-11-30 |  | 19195.4397 | 20230.97 |  |  | 10946.7668 | 11371.7451
2017-12-31 |  | 19532.5265 | 20901.44 |  |  | 12096.0133 | 12303.6865
2018-01-31 |  | 20177.5339 | 21618.93 |  |  | 12679.8037 | 12685.9178
2018-02-28 |  | 20042.2165 | 20242.21 |  |  | 11081.1365 | 11074.1738
2018-03-31 |  | 18661.9094 | 19551.97 |  |  | 11200.5402 | 11423.555
2018-04-30 |  | 18107.9593 | 17669.81 |  |  | 10586.2978 | 10157.8502
2018-05-31 |  | 19262.1307 | 18817.47 |  |  | 10081.137 | 10289.6502
2018-06-30 |  | 20626.9619 | 21890.0001 |  |  | 10980.4534 | 10863.4062
2018-07-31 |  | 22546.0792 | 22076.0001 |  |  | 12483.116 | 11652.7714
2018-08-31 |  | 21385.6483 | 21946.0001 |  |  | 12040.5393 | 11685.5744
2018-09-30 |  | 19505.5646 | 19019 |  |  | 10579.1906 | 10189.9802
2018-10-31 |  | 17751.4152 | 17788 |  |  | 10526.7735 | 10750.0648
2018-11-30 |  | 19266.3918 | 19828 |  |  | 11184.9393 | 11170.7506
2018-12-31 |  | 20375.1864 | 20503 |  |  | 12019.553 | 12007.3958
2019-01-31 |  | 21058.2817 | 21506 |  |  | 12688.8389 | 12973.2132
2019-02-28 |  | 20420.3692 | 20008 |  |  | 11212.4836 | 11162.2057
2019-03-31 |  | 19198.6839 | 19457 |  |  | 11457.734 | 11522.1982
2019-04-30 |  | 18796.3299 | 17548 |  |  | 10432.2785 | 10252.9314
2019-05-31 |  | 17977.0308 | 18663 |  |  | 10218.7126 | 10412.0446
2019-06-30 |  | 21239.1838 | 21623 |  |  | 10608.5215 | 10939.3571
2019-07-31 |  | 21120.5208 | 22061 |  |  | 12446.1887 | 11763.9974
2019-08-31 |  | 22490.4547 | 21200 |  |  | 11798.5843 | 11598.2109
2019-09-30 |  | 18919.6325 | 19469.84 |  |  | 10167.6302 | 10564.4926
2019-10-31 |  | 18814.592 | 17559 |  |  | 10446.8836 | 10788.0047
2019-11-30 |  | 19001.8635 | 19597 |  |  | 11094.2081 | 11194.6524
2019-12-31 |  | 20974 | 20307 |  |  | 12094.1802 | 12086.6766
2020-01-31 |  | 21137.8728 | 21185.0004 |  |  | 12460.9405 | 12859.4588
2020-02-29 |  | 19776.0281 | 19917.0004 |  |  | 11253.1814 | 11586.6754
2020-03-31 |  | 18364.6411 | 19377.0004 |  |  | 11044.0958 | 11522.322
2020-04-30 |  | 16515.7848 | 17302.0004 |  |  | 9383.3554 | 10229.1483
2020-05-31 |  | 18761.2836 | 17426 |  |  | 9306.4436 | 9434.378
2020-06-30 |  | 20741.8718 | 20034 |  |  | 10596.6512 | 10274.389
2020-07-31 |  | 24057.7367 | 22364.4404 |  |  | 12529.7172 | 11731.6936
2020-08-31 |  | 25167.9743 | 21631.4406 |  |  | 12338.1938 | 11441.5908
2020-09-30 |  | 19254.2062 | 20312.4408 |  |  | 10011.2355 | 10356.1124
2020-10-31 |  | 17587.3164 | 17039.9727 |  |  | 10349.5982 | 10040.7873
2020-11-30 |  | 19416.1975 | 18891.9134 |  |  | 10891.1669 | 10531.6058
2020-12-31 |  | 20975.3455 | 19805.1651 |  |  | 11932.8039 | 11815.0887
2021-01-31 |  | 20951.6431 | 21176.0005 |  |  | 12307.6071 | 12539.1611
2021-02-28 |  | 20175.4672 | 20760.0005 |  |  | 11144.3783 | 11073.4765
2021-03-31 |  | 19132.2536 | 19384.0005 |  |  | 11180.3003 | 11497.7125
2021-04-30 |  | 17618.7846 | 17070.0009 |  |  | 10097.7166 | 10244.8035
2021-05-31 |  | 16831.2928 | 18055.3342 |  |  | 9812.1801 | 10152.0681
2021-06-30 |  | 21528.4908 | 22162.0009 |  |  | 10840.8856 | 10747.5852
2021-07-31 |  | 22251.4821 | 22413.0005 |  |  | 11970.9832 | 11806.5074
2021-08-31 |  | 21854.4728 | 22235.0005 |  |  | 12072.0791 | 11706.2663
2021-09-30 |  | 18979.8917 | 21212.0005 |  |  | 10401.3058 | 10472.6839
2021-10-31 |  | 17606.8602 | 17270.7147 |  |  | 10429.4829 | 10365.0376
2021-11-30 |  | 19684.7166 | 19227.38 |  |  | 11017.3258 | 10886.7659
2021-12-31 |  | 21331.5579 | 20088.8968 |  |  | 12185.9418 | 11984.4925
2022-01-31 |  | 21334.1018 | 20983.6671 |  |  | 12928.5532 | 12536.9576
2022-02-28 |  | 20782.3287 | 20446.0004 |  |  | 11400.5165 | 11208.712
2022-03-31 |  | 19274.0763 | 19401.3338 |  |  | 11722.9643 | 11617.5125
2022-04-30 |  | 18817.8027 | 17251.0005 |  |  | 10506.4366 | 10239.112
2022-05-31 |  | 20136.0014 | 18269.0005 |  |  | 10137.6947 | 10372.2878
2022-06-30 |  | 22101.7092 | 22161.0005 |  |  | 11002.2267 | 10967.9836
2022-07-31 |  | 22484.9516 | 22542.0005 |  |  | 12411.016 | 11893.9057
2022-08-31 |  | 23477.9346 | 22430.0005 |  |  | 11998.9314 | 12028.3221
2022-09-30 |  | 20446.2276 | 21489.0005 |  |  | 10678.4907 | 10551.0851
2022-10-31 |  | 17498.1219 | 17559.0005 |  |  | 10447.0825 | 10603.0084
2022-11-30 |  | 19389.6575 | 19812.0005 |  |  | 11128.3255 | 11151.0711
2022-12-31 |  | 20584.5241 | 20241.0005 |  |  | 12412.7534 | 12191.9609
2023-01-31 |  | 21435.1399 | 21170.3338 |  |  | 13052.768 | 12663.6554
2023-02-28 |  | 20433.0112 | 20892.3338 |  |  | 11325.8235 | 11375.0622
2023-03-31 |  | 19000.8853 | 19701.0485 |  |  | 11814.7494 | 11846.6528
2023-04-30 |  | 18970.9273 | 17785.9996 |  |  | 10354.8058 | 10349.2653
2023-05-31 |  | 18001.5877 | 18869.9996 |  |  | 10473.6584 | 10418.8057
2023-06-30 |  | 22417.4764 | 21884.9996 |  |  | 11230.6805 | 10652.496
2023-07-31 |  | 23368.3724 | 22445.9996 |  |  | 12455.0186 | 11858.9002
2023-08-31 |  | 21865.1956 | 22396.9996 |  |  | 12005.3253 | 12249.9171
2023-09-30 |  | 22592.5109 | 21479.9996 |  |  | 10636.5431 | 10718.9739
2023-10-31 |  | 19208.5675 | 17668.0452 |  |  | 10757.1302 | 10593.967
2023-11-30 |  | 20453.2108 | 19742.0453 |  |  | 11478.5016 | 11007.299
2023-12-31 |  | 21211.1571 | 20346.0453 |  |  | 12384.2261 | 12018.94
2024-01-31 |  | 21204.4347 | 21418.2553 |  |  | 13105.3696 | 12929.406
2024-02-29 |  | 20151.4548 | 20987.7553 |  |  | 11650.3599 | 11956.6273
2024-03-31 |  | 18850.8337 | 19645.2454 |  |  | 11574.3149 | 11836.2413
2024-04-30 |  | 18698.6244 | 17839.6154 |  |  | 10590.4116 | 10616.6408
2024-05-31 |  | 19627.7984 | 19148.7554 |  |  | 10589.314 | 10660.6544
2024-06-30 |  | 22634.2284 | 22502.1655 |  |  | 11310.9921 | 10892.6773
2024-07-30 |  | 23419.1746 | 22729.3704 |  |  | 12910.7525 | 12334.9116
2024-08-29 |  | 22765.533 | 22592.9271 |  |  | 12364.443 | 12432.5962
2024-09-28 |  | 21365.7165 | 21998.022 |  |  | 10874.6988 | 11042.347
2024-10-28 |  | 18484.2901 | 17976.8176 |  |  | 11004.9703 | 11073.6096
2024-11-27 |  | 20009.9617 | 20217.9361 |  |  | 11430.2956 | 11500.099
2024-12-27 |  | 21323.8087 | 21036.6297 |  |  | 12958.2113 | 12626.6472