## Menu
Reliability Outlook - Tables
2025-06-19
2025 Q2 Outlook
3.0 Demand Forecast: First 18 Months
Table 3.1 Firm: Historical and Forecast Energy Summary
Table 3.1 Planned: Historical and Forecast Energy Summary
Table 3.1.1 Firm: Monthly Peak and Energy Demand
Table 3.1.1 Planned: Monthly Peak and Energy Demand
Table 3.1.2 Firm: Weekly Coincident Peak Demand by Zone
Table 3.1.2 Planned: Weekly Coincident Peak Demand by Zone
Table 3.1.3 Firm: Weekly Energy Demand by Zone
Table 3.1.3 Planned: Weekly Energy Demand by Zone
Table 3.2 Firm: Forecasted Seasonal Peaks
Table 3.2 Planned: Forecasted Seasonal Peaks
Table 3.3: Large Step Load Impacts, Firm and Planned Demand
Table 3.4 Firm: Weekly Energy and Peak Demand Forecast
Table 3.4 Planned: Weekly Energy and Peak Demand Forecast
Table 3.4.1: Weekly Weather and Demand History
Table 3.4.2: Monthly Weather and Demand History
Table 3.4.3: Monthly Consumption by Market Participant Type
Table 3.4.4: Economic Assumptions
Table 3.4.5: Estimate of Contracted Embedded Generation Capacity (MW)
4.0 Resource Supply Forecast: First 18 Months
Table 4.1: Existing Grid-Connected Resource Capacity
Table 4.2: Committed Generation Resources Status
Table 4.3: Monthly Historical Hydroelectric Median Values for Expected Weather Conditions
Figure 4.1: Monthly Wind Capacity Contribution Values
Figure 4.2: Monthly Solar Capacity Contribution Values
Figure 4.3: Monthly Off-Peak Wind Capacity Contribution Values
Table 4.4: Summary of Available Resources under Expected Weather
5.0 Resource Adequacy Assessment: First 18 Months
Table 5.1 Firm: Summary of Zonal Energy for Firm Scenario, Expected Weather
Table 5.2 Planned: Summary of Zonal Energy for Planned Scenario, Expected Weather
Table 5.3 Firm: Ontario Energy Production by Fuel Type for the Firm Scenario, Expected Weather
Table 5.4 Planned: Ontario Energy Production by Fuel Type for the Planned Scenario, Expected Weather
Appendix A Resource Adequacy Assessment Details: First 18 Months
Table A1: Assessment of Resource Adequacy: Expected Weather, Firm Scenario
Table A2: Assessment of Resource Adequacy: Expected Weather, Planned Scenario
Table A3: Zonal Bottled Generation: Expected Weather, Both Scenarios
Table A4: Energy Production Capability Forecast
Table A5: Reductions by Fuel Type: Expected Weather, Firm Scenario
Table A6: Firm Scenario - Expected Weather: Ontario Monthly Energy Production by Fuel Type
Table A7: Planned Scenario - Expected Weather: Ontario Monthly Energy Production by Fuel Type
Appendix B Transmission Projects
Table B1: Transmission Projects
Table B2: Interface Limits with All Elements in Service
Table B3: Interconnection Flow Limits
Appendix C Transmission Outages
Table C1: Bruce Zone
Table C2: East Zone
Table C3: Essa Zone
Table C4: Niagara Zone
Table C5: Northeast Zone
Table C6: Northwest Zone
Table C7: Ottawa Zone
Table C8: Southwest Zone
Table C9: Toronto Zone
Table C10: West Zone
Table C11: External Interties

## Table 3.1 Firm
Back to main menu
Table 3.1 Firm: Historical and Forecast Energy Summary
Year | Normal Weather Energy (TWh) | % Growth in Energy
2006 | 152.349 | -1.858%
2007 | 151.6029 | -0.4897%
2008 | 148.9203 | -1.769%
2009 | 140.59 | -5.594%
2010 | 141.7415 | 0.819%
2011 | 141.0103 | -0.5158%
2012 | 140.7232 | -0.2036%
2013 | 140.4483 | -0.1954%
2014 | 139.4864 | -0.6848%
2015 | 136.3504 | -2.248%
2016 | 135.9259 | -0.3113%
2017 | 132.1965 | -2.744%
2018 | 135.5109 | 2.507%
2019 | 134.6666 | -0.6231%
2020 | 131.9143 | -2.044%
2021 | 133.7042 | 1.357%
2022 | 136.6504 | 2.204%
2023 | 138.0378 | 1.015%
2024 | 141.0947 | 2.215%
2025 (Forecast) | 142.1248 | 0.7301%
2026 (Forecast) | 145.6386 | 2.472%
Back to main menu

## Table 3.1 Planned
Back to main menu
Table 3.1 Planned: Historical and Forecast Energy Summary
Year | Normal Weather Energy (TWh) | % Growth in Energy
2006 | 152.349 | -1.858%
2007 | 151.6029 | -0.4897%
2008 | 148.9203 | -1.769%
2009 | 140.59 | -5.594%
2010 | 141.7415 | 0.819%
2011 | 141.0103 | -0.5158%
2012 | 140.7232 | -0.2036%
2013 | 140.4483 | -0.1954%
2014 | 139.4864 | -0.6848%
2015 | 136.3504 | -2.248%
2016 | 135.9259 | -0.3113%
2017 | 132.1965 | -2.744%
2018 | 135.5109 | 2.507%
2019 | 134.6666 | -0.6231%
2020 | 131.9143 | -2.044%
2021 | 133.7042 | 1.357%
2022 | 136.6504 | 2.204%
2023 | 138.0378 | 1.015%
2024 | 141.0947 | 2.215%
2025 (Forecast) | 142.2403 | 0.812%
2026 (Forecast) | 145.9808 | 2.63%
Back to main menu

## Table 3.1.1 Firm
Back to main menu
Table 3.1.1 Firm: Monthly Peak and Energy Demand
Forecasted Peak and Energy Demand
| Peak Demand (MW) |  |  | Energy Demand (GWh)
Month | Current Forecast | Previous Forecast | Weather Corrected Actual | Current Forecast | Previous Forecast | Weather Corrected Actual
2012-01-01 | 22160.0997 | 22311.4705 | 22084.7322 | 13280.0235 | 13426.3128 | 12932.2873
2012-02-01 | 21813.8691 | 21969.9045 | 20756.8677 | 12202.5791 | 12342.1767 | 11380.2015
2012-03-01 | 20708.9072 | 20812.9741 | 20595.0545 | 12264.8125 | 12376.1481 | 11726.1779
2012-04-01 | 18745.092 | 18839.2949 | 19830.1533 | 10866.5786 | 10965.2216 | 10883.4994
2012-05-01 | 19038.2309 | 19133.9054 | 19736.9901 | 10943.6824 | 11043.0252 | 10838.5019
2012-06-01 | 22569.1521 | 22769.3781 | 22832.4909 | 11398.2442 | 11438.9546 | 11511.081
2012-07-01 | 23298.1422 | 23409.2742 | 23630.2664 | 12319.3311 | 12345.1403 | 13057.6199
2012-08-01 | 22956.5741 | 23120.2317 | 22726.501 | 12419.0386 | 12441.2801 | 12373.2613
2012-09-01 | 20506.0631 | 20801.4263 | 20370.1157 | 10811.3017 | 10908.5955 | 10900.4102
2012-10-01 | 18345.9037 | 18470.789 | 18684.153 | 11199.8353 | 11249.1624 | 11149.8822
2012-11-01 | 20571.5606 | 20719.6649 | 20258.2258 | 11629.6439 | 11647.1911 | 11663.449
2012-12-01 | 21693.287 | 21693.287 | 20910.8981 | 12612.0073 | 12612.0073 | 12306.8289
2012 | 23298.1422 | 23409.2742 | 23630.2664 | 141947.0782 | 142795.2156 | 140723.2004
2013-01-31 | 22013.997 | 22087.1815 | 22610 | 13314.3055 | 13414.0579 | 13061.0693
2013-02-28 | 21773.6201 | 21812.6402 | 21333.0082 | 11819.7381 | 11848.0211 | 11668.8474
2013-03-31 | 20634.9497 | 20655.2636 | 20784.4526 | 12283.0437 | 12234.9583 | 11869.9986
2013-04-30 | 18492.3312 | 18511.2916 | 19284.8182 | 11018.1303 | 10974.2592 | 11090.2932
2013-05-31 | 19100.9692 | 19112.1279 | 18341.9804 | 10932.3105 | 10888.1497 | 10533.5712
2013-06-30 | 22499.2459 | 22558.9581 | 22719.4401 | 11406.4319 | 11302.8302 | 11283.4325
2013-07-31 | 23212.9348 | 23274.7748 | 24352.1456 | 12479.5529 | 12365.1981 | 12736.3503
2013-08-31 | 22359.7987 | 22418.3572 | 23255.371 | 12227.7513 | 12114.2235 | 12084.9413
2013-09-30 | 20513.3592 | 20405.2189 | 20422.3176 | 11015.3041 | 10949.6326 | 10767.0057
2013-10-31 | 18388.3002 | 18346.8765 | 18981.007 | 11279.1846 | 11259.8117 | 11114.0467
2013-11-30 | 20326.4941 | 20278.2514 | 20034.8189 | 11686.9287 | 11540.2619 | 11709.7788
2013-12-31 | 21395.0558 | 21395.0558 | 21184.5386 | 12699.9803 | 12699.9803 | 12528.9266
2013 | 23212.9348 | 23274.7748 | 24352.1456 | 142162.6617 | 141591.3843 | 140448.2614
2014-01-31 | 22319.8106 | 22281.5654 | 22043.8439 | 13356.427 | 13460.4545 | 13409.7767
2014-02-28 | 20964.0592 | 21036.432 | 21218.2216 | 11748.3799 | 11801.9939 | 11812.9441
2014-03-31 | 19906 | 19976.2561 | 20728.4579 | 12054.5719 | 12104.2826 | 12242.1563
2014-04-30 | 17649 | 17587.1303 | 19249.9632 | 10731.1367 | 10788.8672 | 11038.5265
2014-05-31 | 18964 | 19048.9658 | 18750.4605 | 10790.2174 | 10851.4531 | 10546.4252
2014-06-30 | 22469.55 | 22435 | 20705.1957 | 11346.2756 | 11485.0325 | 11140.5499
2014-07-31 | 22948.69 | 23025 | 22294.8035 | 12360.0815 | 12350.9003 | 12324.9268
2014-08-31 | 21403.44 | 21483 | 21644.3547 | 11992.5131 | 11900.7025 | 11819.2371
2014-09-30 | 19023.2704 | 18933.24 | 19449.0766 | 10579.5258 | 10661.5775 | 10671.4853
2014-10-31 | 18638.7361 | 18588.6 | 18447.2196 | 11126.7565 | 11340.0968 | 10814.1957
2014-11-30 | 20302.34 | 20335.99 | 19923.2587 | 11497.4835 | 11729.6029 | 11410.1121
2014-12-31 | 21237.74 | 21117.85 | 21582.6701 | 12769.4956 | 12721.7996 | 12256.0958
2014 | 22948.69 | 23025 | 22294.8035 | 140352.8643 | 141196.7633 | 139486.4317
2015-01-31 | 22293.59 | 22148.5086 | 21503.4489 | 13068.9431 | 13008.638 | 12937.1182
2015-02-28 | 21016.81 | 20895.8261 | 19709.6284 | 11528.5197 | 11523.9679 | 11740.7311
2015-03-31 | 19840.93 | 19916.86 | 20109.8817 | 11856.8161 | 11909.1231 | 11748.227
2015-04-30 | 18121.2 | 18197.12 | 19362.8308 | 10542.0267 | 10616.7981 | 10624.618
2015-05-31 | 19370.33 | 19451.06 | 17881.7583 | 10635.9243 | 10710.0762 | 10231.5964
2015-06-30 | 22276.64 | 22318.29 | 20554.6293 | 11410.2692 | 11467.269 | 10908.724
2015-07-31 | 22888.49 | 22990.85 | 22638.5319 | 12174.2184 | 12268.7948 | 12273.6405
2015-08-31 | 21463.69 | 21573.24 | 22383 | 11821.2763 | 11926.0907 | 11782.7212
2015-09-30 | 18485 | 18470.35 | 19299.6325 | 10512.648 | 10527.7842 | 10718.9879
2015-10-31 | 18339 | 18288.43 | 18444.3181 | 11150.1256 | 11108.4988 | 10731.7474
2015-11-30 | 20306 | 20289.75 | 19631.9089 | 11595.0899 | 11611.8869 | 10867.5486
2015-12-31 | 21160.04 | 21041 | 20418.0801 | 12611.2501 | 12716.5842 | 11784.7123
2015 | 22888.49 | 22990.85 | 22638.5319 | 138907.1073 | 139395.512 | 136350.3725
2016-01-31 | 22360.24 | 22389 | 21249.7402 | 12982.1466 | 13133.9036 | 12523.599
2016-02-28 | 20985.25 | 20976 | 20194.6163 | 11806.8997 | 11905.4275 | 11502.97
2016-03-31 | 20075.21 | 20075.21 | 20324.618 | 11758.7447 | 11764.9017 | 11445.7227
2016-04-30 | 17405.08 | 17405.08 | 18912.1728 | 10309.6515 | 10355.9315 | 10578.9099
2016-05-31 | 19235.65 | 19235.65 | 19707.6447 | 10530.0143 | 10686.8299 | 10115.8584
2016-06-30 | 22315.7305 | 22310.79 | 21568.912 | 11378.6081 | 11376.3742 | 11141.3797
2016-07-31 | 22599.9414 | 22586.86 | 22288.7672 | 11896.1402 | 11847.0197 | 12345.0421
2016-08-31 | 21440.3166 | 21368.76 | 22375.997 | 11771.834 | 11711.8709 | 12295.9028
2016-09-30 | 18289 | 18302.4926 | 19712.7154 | 10401.8861 | 10424.2936 | 10659.2295
2016-10-31 | 18079 | 18165.7614 | 18394.9922 | 10947.5325 | 10932.0243 | 10453.1463
2016-11-30 | 20296 | 20406.3475 | 19544.7667 | 11524.026 | 11489.2943 | 10913.6011
2016-12-31 | 20888 | 20888 | 20286.7849 | 12430.7427 | 12430.7427 | 11950.5536
2016 | 22599.9414 | 22586.86 | 22375.997 | 137738.2263 | 138058.614 | 135925.9151
2017-01-31 | 21913.73 | 21981 | 20965.9674 | 12818.8508 | 12859.1363 | 12369.7298
2017-02-28 | 20966.2287 | 21043 | 20379.4501 | 11294.713 | 11332.858 | 10787.4931
2017-03-31 | 20137.3 | 20125.57 | 18692.3503 | 11824.0632 | 11820.8363 | 11413.3465
2017-04-30 | 17969.79 | 17999.63 | 18482.7844 | 10366.7129 | 10383.899 | 10105.7565
2017-05-31 | 19193.19 | 19223.9 | 18260.3078 | 10576.9018 | 10599.4394 | 10012.8427
2017-06-30 | 22454.87 | 22374.02 | 21144.8187 | 11159.3312 | 11176.8995 | 10682.999
2017-07-31 | 22492.73 | 22614.36 | 22152.8524 | 11984.7355 | 11995.2502 | 11851.6211
2017-08-31 | 22376.43 | 22378.02 | 21323.3584 | 12105.5471 | 12111.7263 | 11513.597
2017-09-30 | 19490.21 | 19328.32 | 17821.4732 | 10494.2948 | 10498.419 | 10155.927
2017-10-31 | 18030.62 | 17984.95 | 17407.7858 | 10942.7953 | 10911.8652 | 10260.3837
2017-11-30 | 20230.97 | 20247.95 | 19195.4397 | 11371.7451 | 11383.4887 | 10946.7668
2017-12-31 | 20901.44 | 20901.44 | 21439.6493 | 12303.6865 | 12303.6865 | 12096.0133
2017 | 22492.73 | 22614.36 | 22152.8524 | 137243.3774 | 137377.5044 | 132196.4765
2018-01-31 | 21618.93 | 21761.48 | 20177.5339 | 12685.9178 | 12739.2507 | 12679.8037
2018-02-28 | 20242.21 | 20303.37 | 20042.2165 | 11074.1738 | 11102.3023 | 11081.1365
2018-03-31 | 19551.97 | 19623.4 | 19330.8728 | 11423.555 | 11462.0987 | 11267.3415
2018-04-30 | 17669.81 | 17797.45 | 18107.9593 | 10157.8502 | 10189.0993 | 10586.2978
2018-05-31 | 18817.47 | 18914.03 | 19262.1307 | 10289.6502 | 10319.2302 | 10081.137
2018-06-30 | 21890.0001 | 21874.44 | 20626.9619 | 10863.4062 | 10862.0067 | 10980.4534
2018-07-31 | 22076.0001 | 22002.38 | 22409.0792 | 11652.7714 | 11637.8996 | 12483.776
2018-08-31 | 21946.0001 | 21936.42 | 21385.6483 | 11685.5744 | 11688.5067 | 12040.5393
2018-09-30 | 19019 | 19013.0001 | 19505.5646 | 10189.9802 | 10125.5779 | 10579.1906
2018-10-31 | 17788 | 17799.0001 | 17751.4152 | 10750.0648 | 10677.4838 | 10526.7735
2018-11-30 | 19828 | 19752.0001 | 19266.3918 | 11170.7506 | 11077.6035 | 11184.9393
2018-12-31 | 20503 | 20450.0001 | 20375.1864 | 12007.3958 | 11796.5086 | 12019.553
2018 | 22076.0001 | 22002.38 | 22409.0792 | 133951.0905 | 133677.568 | 135510.9416
2019-01-31 | 21506 | 21334 | 21058.2817 | 12973.2132 | 12767.5977 | 12688.8389
2019-02-28 | 20008 | 20016 | 20420.3692 | 11162.2057 | 11115.2732 | 11212.4836
2019-03-31 | 19457 | 19474 | 19573.6921 | 11522.1982 | 11474.3257 | 11458.0531
2019-04-30 | 17548 | 17605 | 18796.3299 | 10252.9314 | 10251.5353 | 10432.2785
2019-05-31 | 18663 | 18660 | 17977.0308 | 10412.0446 | 10413.1286 | 10218.7126
2019-06-30 | 21623 | 21570 | 21239.1838 | 10939.3571 | 10939.6692 | 10608.5215
2019-07-31 | 22061 | 22105 | 21120.5208 | 11763.9974 | 11911.1182 | 12446.1887
2019-08-31 | 21200 | 21550 | 22490.4547 | 11598.2109 | 11669.5054 | 11798.5843
2019-09-30 | 19469.84 | 18920 | 18958.9757 | 10564.4926 | 10160.875 | 10167.6302
2019-10-31 | 17559 | 17535 | 18814.592 | 10788.0047 | 10681.7179 | 10446.8836
2019-11-30 | 19597 | 19734 | 19001.8635 | 11194.6524 | 11149.8828 | 11094.2081
2019-12-31 | 20307 | 20437 | 20974 | 12086.6766 | 12159.4719 | 12094.1802
2019 | 22061 | 22105 | 22490.4547 | 135257.9849 | 134694.1009 | 134666.5633
2020-01-31 | 21185.0004 | 21115 | 21137.8728 | 12859.4588 | 12814.6236 | 12460.9405
2020-02-28 | 19917.0004 | 19853 | 19776.0281 | 11586.6754 | 11545.2458 | 11253.1814
2020-03-31 | 19377.0004 | 19318 | 19680.948 | 11522.322 | 11491.168 | 11058.3098
2020-04-30 | 17302.0004 | 17323.0004 | 16515.7848 | 10229.1483 | 10269.9312 | 9383.3554
2020-05-31 | 17426 | 18560.0004 | 18761.2836 | 9434.378 | 10330.8315 | 9306.4436
2020-06-30 | 20034 | 21540.0004 | 20741.8718 | 10274.389 | 11220.2712 | 10596.6512
2020-07-31 | 22364.4404 | 22195.0004 | 24057.7367 | 11731.6936 | 12010.2547 | 12529.7172
2020-08-31 | 21631.4406 | 21362.0004 | 25317.7535 | 11441.5908 | 11604.6804 | 12338.1938
2020-09-30 | 20312.4408 | 18817.0004 | 19254.2062 | 10356.1124 | 10324.3729 | 10011.2355
2020-10-31 | 17039.9727 | 16560.4413 | 17587.3164 | 10040.7873 | 10056.3893 | 10349.5982
2020-11-30 | 18891.9134 | 18730.4416 | 19416.1975 | 10531.6058 | 10535.5719 | 10693.8532
2020-12-31 | 19805.1651 | 19574.4417 | 20975.3455 | 11815.0887 | 11796.3797 | 11932.8039
2020 | 22364.4404 | 22195.0004 | 25317.7535 | 131823.25 | 133999.7201 | 131914.2838
2021-01-31 | 21176.0005 | 20837.4605 | 20951.6431 | 12539.1611 | 12334.6588 | 12307.6071
2021-02-28 | 20760.0005 | 20423.6173 | 20175.4672 | 11073.4765 | 10834.2847 | 11144.3783
2021-03-31 | 19384.0005 | 18914.3515 | 19868.2566 | 11497.7125 | 11108.3487 | 11249.5616
2021-04-30 | 17070.0009 | 16953.0005 | 17618.7846 | 10244.8035 | 10129.1803 | 10097.7166
2021-05-31 | 18055.3342 | 17941.0005 | 18021.5172 | 10152.0681 | 10150.0117 | 9986.9371
2021-06-30 | 22162.0009 | 22212.5105 | 21528.4908 | 10747.5852 | 10755.5082 | 10840.8856
2021-07-31 | 22413.0005 | 22500.0009 | 22251.4821 | 11806.5074 | 11818.4696 | 11970.9832
2021-08-31 | 22235.0005 | 22332.0009 | 21854.4728 | 11706.2663 | 11708.3351 | 12072.0791
2021-09-30 | 21212.0005 | 21307.0009 | 18979.8917 | 10472.6839 | 10482.8995 | 10401.3058
2021-10-31 | 17270.7147 | 17261.0005 | 17606.8602 | 10365.0376 | 10433.28 | 10429.4829
2021-11-30 | 19227.38 | 19228.3338 | 19684.7166 | 10886.7659 | 10903.2144 | 11017.3258
2021-12-31 | 20088.8968 | 20071.3338 | 21331.5579 | 11984.4925 | 11986.8857 | 12185.9418
2021 | 22413.0005 | 22500.0009 | 22251.4821 | 133476.5604 | 132645.0766 | 133704.2048
2022-01-31 | 20983.6671 | 20940.1258 | 21334.1018 | 12536.9576 | 12489.7994 | 12928.5532
2022-02-28 | 20446.0004 | 20331.4888 | 20782.3287 | 11208.712 | 11171.9517 | 11400.5165
2022-03-31 | 19401.3338 | 19482.5828 | 19941.2707 | 11617.5125 | 11591.1551 | 11793.6956
2022-04-30 | 17251.0005 | 17264.0004 | 17752.3935 | 10239.112 | 10244.1893 | 10311.1592
2022-05-31 | 18269.0005 | 18273.6671 | 20136.0014 | 10372.2878 | 10375.4674 | 10137.6947
2022-06-30 | 22161.0005 | 22173.0004 | 22101.7092 | 10967.9836 | 10969.0566 | 11002.2267
2022-07-31 | 22542.0005 | 22546.0005 | 22484.9516 | 11893.9057 | 11889.6983 | 12411.016
2022-08-31 | 22430.0005 | 22399.0005 | 23477.9346 | 12028.3221 | 12019.7286 | 11998.9314
2022-09-30 | 21489.0005 | 21346.0005 | 20446.2276 | 10551.0851 | 10488.1448 | 10678.4907
2022-10-31 | 17559.0005 | 17550.0005 | 17724.6236 | 10603.0084 | 10584.0232 | 10447.0825
2022-11-30 | 19812.0005 | 19791.0005 | 19389.6575 | 11151.0711 | 11134.34 | 11128.3255
2022-12-31 | 20241.0005 | 20225.0005 | 20584.5241 | 12191.9609 | 12176.1081 | 12412.7534
2022 | 22542.0005 | 22546.0005 | 23477.9346 | 135361.9188 | 135133.6625 | 136650.4453
2023-01-31 | 21170.3338 | 21255.0005 | 21435.1399 | 12663.6554 | 12762.2603 | 13052.768
2023-02-28 | 20892.3338 | 20984.0005 | 20433.0112 | 11375.0622 | 11461.3076 | 11325.8235
2023-03-31 | 19701.0485 | 19818.0005 | 19000.8853 | 11846.6528 | 11951.1697 | 11814.7494
2023-04-30 | 17785.9996 | 17831.0005 | 19103.3719 | 10349.2653 | 10370.0521 | 10374.8437
2023-05-31 | 18869.9996 | 18912.0005 | 18001.5877 | 10418.8057 | 10440.3611 | 10473.6584
2023-06-30 | 21884.9996 | 21931.0005 | 22417.4764 | 10652.496 | 10672.7289 | 11230.6805
2023-07-31 | 22445.9996 | 22438.9996 | 23368.3724 | 11858.9002 | 11846.9233 | 12455.0186
2023-08-31 | 22396.9996 | 22393.9996 | 21865.1956 | 12249.9171 | 12236.9698 | 12005.3253
2023-09-30 | 21479.9996 | 21517.9996 | 21317.3942 | 10718.9739 | 10702.4917 | 10685.1004
2023-10-31 | 17668.0452 | 17669.3329 | 19208.5675 | 10593.967 | 10600.3454 | 10757.1302
2023-11-30 | 19742.0453 | 19755.3329 | 20453.2108 | 11007.299 | 11013.2596 | 11478.5016
2023-12-31 | 20346.0453 | 20354.6663 | 21211.1571 | 12018.94 | 12023.4944 | 12384.2261
2023 | 22445.9996 | 22438.9996 | 23368.3724 | 135753.9345 | 136081.364 | 138037.826
2024-01-31 | 21418.2553 | 21402.0453 | 21405.4347 | 12929.406 | 12921.66 | 13208.8176
2024-02-28 | 20987.7553 | 20977.0453 | 20022.691 | 11956.6273 | 11946.748 | 11729.9509
2024-03-31 | 19645.2454 | 19618.0454 | 18939.8337 | 11836.2413 | 11828.119 | 11632.2959
2024-04-30 | 17839.6154 | 17854.0654 | 18586.0743 | 10616.6408 | 10655.7906 | 10650.6806
2024-05-31 | 19148.7554 | 19124.2354 | 19498.7984 | 10660.6544 | 10683.7118 | 10640.585
2024-06-30 | 22502.1655 | 22372.1055 | 22585.2284 | 10892.6773 | 10881.7852 | 11334.1111
2024-07-31 | 22729.3704 | 22753.1555 | 23182.1746 | 12334.9116 | 12346.4602 | 12956.8035
2024-08-31 | 22592.9271 | 22582.3655 | 22518.533 | 12432.5962 | 12391.7927 | 12419.372
2024-09-30 | 21998.022 | 21956.7255 | 21462.7165 | 11042.347 | 10997.8597 | 10932.1478
2024-10-31 | 17976.8176 | 18065.3308 | 18603.2901 | 11073.6096 | 11118.558 | 11048.6213
2024-11-30 | 20217.9361 | 20241.5903 | 19942.2233 | 11500.099 | 11505.3535 | 11494.5336
2024-12-31 | 21036.6297 | 20979.8018 | 21342.8087 | 12626.6472 | 12587.0515 | 13046.7703
2024 | 22729.3704 | 22753.1555 | 23182.1746 | 139902.4576 | 139864.8901 | 141094.6899
2025-01-31 | 21835.8361 | 21897.7353 | 22379.5336 | 13253.9945 | 13311.2944 | 13661.657
2025-02-28 | 21259.4124 | 21339.5203 | 21116.0479 | 11671.9004 | 11723.1548 | 12130.7045
2025-03-31 | 20000.0174 | 20077.5039 | 19614.4739 | 12058.4394 | 12114.2555 | 12091.2745
2025-04-30 | 18154.8411 | 18086.5027 | 19246.3001 | 10619.601 | 10773.3882 | 10891.1786
2025-05-31 | 19064.5516 | 19560.3489 | 18891.1849 | 10649.1943 | 10885.5 | 10873.3118
2025-06-30 | 22279.0506 | 22741.3254 |  | 11223.7937 | 11229.1223
2025-07-31 | 23168.1551 | 23160.342 |  | 12424.9641 | 12859.1234
2025-08-31 | 22782.3554 | 22821.3767 |  | 12363.8608 | 12609.8201
2025-09-30 | 21288.0486 | 22202.6886 |  | 11069.0052 | 11369.9583
2025-10-31 | 18437.878 | 18401.4401 |  | 11157.981 | 11385.5901
2025-11-30 | 20109.1903 | 20642.6199 |  | 11501.4087 | 11785.7169
2025-12-31 | 21207.269 | 21544.0415 |  | 12716.1889 | 13127.4146
2025 | 23168.1551 | 23160.342 | 22379.5336 | 140710.332 | 143174.3387 | 59648.1263
Note: Last Forecast is the most recent or last forecast made for the month. Previous Forecast is the second last forecast for the month.
Back to main menu

## Table 3.1.1 Planned
Back to main menu
Table 3.1.1 Planned: Monthly Peak and Energy Demand
Forecasted Peak and Energy Demand
| Peak Demand (MW) |  |  | Energy Demand (GWh)
Month | Current Forecast | Previous Forecast | Weather Corrected Actual | Current Forecast | Previous Forecast | Weather Corrected Actual
2012-01-01 | 22160.0997 | 22311.4705 | 22084.7322 | 13280.0235 | 13426.3128 | 12932.2873
2012-02-01 | 21813.8691 | 21969.9045 | 20756.8677 | 12202.5791 | 12342.1767 | 11380.2015
2012-03-01 | 20708.9072 | 20812.9741 | 20595.0545 | 12264.8125 | 12376.1481 | 11726.1779
2012-04-01 | 18745.092 | 18839.2949 | 19830.1533 | 10866.5786 | 10965.2216 | 10883.4994
2012-05-01 | 19038.2309 | 19133.9054 | 19736.9901 | 10943.6824 | 11043.0252 | 10838.5019
2012-06-01 | 22569.1521 | 22769.3781 | 22832.4909 | 11398.2442 | 11438.9546 | 11511.081
2012-07-01 | 23298.1422 | 23409.2742 | 23630.2664 | 12319.3311 | 12345.1403 | 13057.6199
2012-08-01 | 22956.5741 | 23120.2317 | 22726.501 | 12419.0386 | 12441.2801 | 12373.2613
2012-09-01 | 20506.0631 | 20801.4263 | 20370.1157 | 10811.3017 | 10908.5955 | 10900.4102
2012-10-01 | 18345.9037 | 18470.789 | 18684.153 | 11199.8353 | 11249.1624 | 11149.8822
2012-11-01 | 20571.5606 | 20719.6649 | 20258.2258 | 11629.6439 | 11647.1911 | 11663.449
2012-12-01 | 21693.287 | 21693.287 | 20910.8981 | 12612.0073 | 12612.0073 | 12306.8289
2012 | 23298.1422 | 23409.2742 | 23630.2664 | 141947.0782 | 142795.2156 | 140723.2004
2013-01-31 | 22013.997 | 22087.1815 | 22610 | 13314.3055 | 13414.0579 | 13061.0693
2013-02-28 | 21773.6201 | 21812.6402 | 21333.0082 | 11819.7381 | 11848.0211 | 11668.8474
2013-03-31 | 20634.9497 | 20655.2636 | 20784.4526 | 12283.0437 | 12234.9583 | 11869.9986
2013-04-30 | 18492.3312 | 18511.2916 | 19284.8182 | 11018.1303 | 10974.2592 | 11090.2932
2013-05-31 | 19100.9692 | 19112.1279 | 18341.9804 | 10932.3105 | 10888.1497 | 10533.5712
2013-06-30 | 22499.2459 | 22558.9581 | 22719.4401 | 11406.4319 | 11302.8302 | 11283.4325
2013-07-31 | 23212.9348 | 23274.7748 | 24352.1456 | 12479.5529 | 12365.1981 | 12736.3503
2013-08-31 | 22359.7987 | 22418.3572 | 23255.371 | 12227.7513 | 12114.2235 | 12084.9413
2013-09-30 | 20513.3592 | 20405.2189 | 20422.3176 | 11015.3041 | 10949.6326 | 10767.0057
2013-10-31 | 18388.3002 | 18346.8765 | 18981.007 | 11279.1846 | 11259.8117 | 11114.0467
2013-11-30 | 20326.4941 | 20278.2514 | 20034.8189 | 11686.9287 | 11540.2619 | 11709.7788
2013-12-31 | 21395.0558 | 21395.0558 | 21184.5386 | 12699.9803 | 12699.9803 | 12528.9266
2013 | 23212.9348 | 23274.7748 | 24352.1456 | 142162.6617 | 141591.3843 | 140448.2614
2014-01-31 | 22319.8106 | 22281.5654 | 22043.8439 | 13356.427 | 13460.4545 | 13409.7767
2014-02-28 | 20964.0592 | 21036.432 | 21218.2216 | 11748.3799 | 11801.9939 | 11812.9441
2014-03-31 | 19906 | 19976.2561 | 20728.4579 | 12054.5719 | 12104.2826 | 12242.1563
2014-04-30 | 17649 | 17587.1303 | 19249.9632 | 10731.1367 | 10788.8672 | 11038.5265
2014-05-31 | 18964 | 19048.9658 | 18750.4605 | 10790.2174 | 10851.4531 | 10546.4252
2014-06-30 | 22469.55 | 22435 | 20705.1957 | 11346.2756 | 11485.0325 | 11140.5499
2014-07-31 | 22948.69 | 23025 | 22294.8035 | 12360.0815 | 12350.9003 | 12324.9268
2014-08-31 | 21403.44 | 21483 | 21644.3547 | 11992.5131 | 11900.7025 | 11819.2371
2014-09-30 | 19023.2704 | 18933.24 | 19449.0766 | 10579.5258 | 10661.5775 | 10671.4853
2014-10-31 | 18638.7361 | 18588.6 | 18447.2196 | 11126.7565 | 11340.0968 | 10814.1957
2014-11-30 | 20302.34 | 20335.99 | 19923.2587 | 11497.4835 | 11729.6029 | 11410.1121
2014-12-31 | 21237.74 | 21117.85 | 21582.6701 | 12769.4956 | 12721.7996 | 12256.0958
2014 | 22948.69 | 23025 | 22294.8035 | 140352.8643 | 141196.7633 | 139486.4317
2015-01-31 | 22293.59 | 22148.5086 | 21503.4489 | 13068.9431 | 13008.638 | 12937.1182
2015-02-28 | 21016.81 | 20895.8261 | 19709.6284 | 11528.5197 | 11523.9679 | 11740.7311
2015-03-31 | 19840.93 | 19916.86 | 20109.8817 | 11856.8161 | 11909.1231 | 11748.227
2015-04-30 | 18121.2 | 18197.12 | 19362.8308 | 10542.0267 | 10616.7981 | 10624.618
2015-05-31 | 19370.33 | 19451.06 | 17881.7583 | 10635.9243 | 10710.0762 | 10231.5964
2015-06-30 | 22276.64 | 22318.29 | 20554.6293 | 11410.2692 | 11467.269 | 10908.724
2015-07-31 | 22888.49 | 22990.85 | 22638.5319 | 12174.2184 | 12268.7948 | 12273.6405
2015-08-31 | 21463.69 | 21573.24 | 22383 | 11821.2763 | 11926.0907 | 11782.7212
2015-09-30 | 18485 | 18470.35 | 19299.6325 | 10512.648 | 10527.7842 | 10718.9879
2015-10-31 | 18339 | 18288.43 | 18444.3181 | 11150.1256 | 11108.4988 | 10731.7474
2015-11-30 | 20306 | 20289.75 | 19631.9089 | 11595.0899 | 11611.8869 | 10867.5486
2015-12-31 | 21160.04 | 21041 | 20418.0801 | 12611.2501 | 12716.5842 | 11784.7123
2015 | 22888.49 | 22990.85 | 22638.5319 | 138907.1073 | 139395.512 | 136350.3725
2016-01-31 | 22360.24 | 22389 | 21249.7402 | 12982.1466 | 13133.9036 | 12523.599
2016-02-28 | 20985.25 | 20976 | 20194.6163 | 11806.8997 | 11905.4275 | 11502.97
2016-03-31 | 20075.21 | 20075.21 | 20324.618 | 11758.7447 | 11764.9017 | 11445.7227
2016-04-30 | 17405.08 | 17405.08 | 18912.1728 | 10309.6515 | 10355.9315 | 10578.9099
2016-05-31 | 19235.65 | 19235.65 | 19707.6447 | 10530.0143 | 10686.8299 | 10115.8584
2016-06-30 | 22315.7305 | 22310.79 | 21568.912 | 11378.6081 | 11376.3742 | 11141.3797
2016-07-31 | 22599.9414 | 22586.86 | 22288.7672 | 11896.1402 | 11847.0197 | 12345.0421
2016-08-31 | 21440.3166 | 21368.76 | 22375.997 | 11771.834 | 11711.8709 | 12295.9028
2016-09-30 | 18289 | 18302.4926 | 19712.7154 | 10401.8861 | 10424.2936 | 10659.2295
2016-10-31 | 18079 | 18165.7614 | 18394.9922 | 10947.5325 | 10932.0243 | 10453.1463
2016-11-30 | 20296 | 20406.3475 | 19544.7667 | 11524.026 | 11489.2943 | 10913.6011
2016-12-31 | 20888 | 20888 | 20286.7849 | 12430.7427 | 12430.7427 | 11950.5536
2016 | 22599.9414 | 22586.86 | 22375.997 | 137738.2263 | 138058.614 | 135925.9151
2017-01-31 | 21913.73 | 21981 | 20965.9674 | 12818.8508 | 12859.1363 | 12369.7298
2017-02-28 | 20966.2287 | 21043 | 20379.4501 | 11294.713 | 11332.858 | 10787.4931
2017-03-31 | 20137.3 | 20125.57 | 18692.3503 | 11824.0632 | 11820.8363 | 11413.3465
2017-04-30 | 17969.79 | 17999.63 | 18482.7844 | 10366.7129 | 10383.899 | 10105.7565
2017-05-31 | 19193.19 | 19223.9 | 18260.3078 | 10576.9018 | 10599.4394 | 10012.8427
2017-06-30 | 22454.87 | 22374.02 | 21144.8187 | 11159.3312 | 11176.8995 | 10682.999
2017-07-31 | 22492.73 | 22614.36 | 22152.8524 | 11984.7355 | 11995.2502 | 11851.6211
2017-08-31 | 22376.43 | 22378.02 | 21323.3584 | 12105.5471 | 12111.7263 | 11513.597
2017-09-30 | 19490.21 | 19328.32 | 17821.4732 | 10494.2948 | 10498.419 | 10155.927
2017-10-31 | 18030.62 | 17984.95 | 17407.7858 | 10942.7953 | 10911.8652 | 10260.3837
2017-11-30 | 20230.97 | 20247.95 | 19195.4397 | 11371.7451 | 11383.4887 | 10946.7668
2017-12-31 | 20901.44 | 20901.44 | 21439.6493 | 12303.6865 | 12303.6865 | 12096.0133
2017 | 22492.73 | 22614.36 | 22152.8524 | 137243.3774 | 137377.5044 | 132196.4765
2018-01-31 | 21618.93 | 21761.48 | 20177.5339 | 12685.9178 | 12739.2507 | 12679.8037
2018-02-28 | 20242.21 | 20303.37 | 20042.2165 | 11074.1738 | 11102.3023 | 11081.1365
2018-03-31 | 19551.97 | 19623.4 | 19330.8728 | 11423.555 | 11462.0987 | 11267.3415
2018-04-30 | 17669.81 | 17797.45 | 18107.9593 | 10157.8502 | 10189.0993 | 10586.2978
2018-05-31 | 18817.47 | 18914.03 | 19262.1307 | 10289.6502 | 10319.2302 | 10081.137
2018-06-30 | 21890.0001 | 21874.44 | 20626.9619 | 10863.4062 | 10862.0067 | 10980.4534
2018-07-31 | 22076.0001 | 22002.38 | 22409.0792 | 11652.7714 | 11637.8996 | 12483.776
2018-08-31 | 21946.0001 | 21936.42 | 21385.6483 | 11685.5744 | 11688.5067 | 12040.5393
2018-09-30 | 19019 | 19013.0001 | 19505.5646 | 10189.9802 | 10125.5779 | 10579.1906
2018-10-31 | 17788 | 17799.0001 | 17751.4152 | 10750.0648 | 10677.4838 | 10526.7735
2018-11-30 | 19828 | 19752.0001 | 19266.3918 | 11170.7506 | 11077.6035 | 11184.9393
2018-12-31 | 20503 | 20450.0001 | 20375.1864 | 12007.3958 | 11796.5086 | 12019.553
2018 | 22076.0001 | 22002.38 | 22409.0792 | 133951.0905 | 133677.568 | 135510.9416
2019-01-31 | 21506 | 21334 | 21058.2817 | 12973.2132 | 12767.5977 | 12688.8389
2019-02-28 | 20008 | 20016 | 20420.3692 | 11162.2057 | 11115.2732 | 11212.4836
2019-03-31 | 19457 | 19474 | 19573.6921 | 11522.1982 | 11474.3257 | 11458.0531
2019-04-30 | 17548 | 17605 | 18796.3299 | 10252.9314 | 10251.5353 | 10432.2785
2019-05-31 | 18663 | 18660 | 17977.0308 | 10412.0446 | 10413.1286 | 10218.7126
2019-06-30 | 21623 | 21570 | 21239.1838 | 10939.3571 | 10939.6692 | 10608.5215
2019-07-31 | 22061 | 22105 | 21120.5208 | 11763.9974 | 11911.1182 | 12446.1887
2019-08-31 | 21200 | 21550 | 22490.4547 | 11598.2109 | 11669.5054 | 11798.5843
2019-09-30 | 19469.84 | 18920 | 18958.9757 | 10564.4926 | 10160.875 | 10167.6302
2019-10-31 | 17559 | 17535 | 18814.592 | 10788.0047 | 10681.7179 | 10446.8836
2019-11-30 | 19597 | 19734 | 19001.8635 | 11194.6524 | 11149.8828 | 11094.2081
2019-12-31 | 20307 | 20437 | 20974 | 12086.6766 | 12159.4719 | 12094.1802
2019 | 22061 | 22105 | 22490.4547 | 135257.9849 | 134694.1009 | 134666.5633
2020-01-31 | 21185.0004 | 21115 | 21137.8728 | 12859.4588 | 12814.6236 | 12460.9405
2020-02-28 | 19917.0004 | 19853 | 19776.0281 | 11586.6754 | 11545.2458 | 11253.1814
2020-03-31 | 19377.0004 | 19318 | 19680.948 | 11522.322 | 11491.168 | 11058.3098
2020-04-30 | 17302.0004 | 17323.0004 | 16515.7848 | 10229.1483 | 10269.9312 | 9383.3554
2020-05-31 | 17426 | 18560.0004 | 18761.2836 | 9434.378 | 10330.8315 | 9306.4436
2020-06-30 | 20034 | 21540.0004 | 20741.8718 | 10274.389 | 11220.2712 | 10596.6512
2020-07-31 | 22364.4404 | 22195.0004 | 24057.7367 | 11731.6936 | 12010.2547 | 12529.7172
2020-08-31 | 21631.4406 | 21362.0004 | 25317.7535 | 11441.5908 | 11604.6804 | 12338.1938
2020-09-30 | 20312.4408 | 18817.0004 | 19254.2062 | 10356.1124 | 10324.3729 | 10011.2355
2020-10-31 | 17039.9727 | 16560.4413 | 17587.3164 | 10040.7873 | 10056.3893 | 10349.5982
2020-11-30 | 18891.9134 | 18730.4416 | 19416.1975 | 10531.6058 | 10535.5719 | 10693.8532
2020-12-31 | 19805.1651 | 19574.4417 | 20975.3455 | 11815.0887 | 11796.3797 | 11932.8039
2020 | 22364.4404 | 22195.0004 | 25317.7535 | 131823.25 | 133999.7201 | 131914.2838
2021-01-31 | 21176.0005 | 20837.4605 | 20951.6431 | 12539.1611 | 12334.6588 | 12307.6071
2021-02-28 | 20760.0005 | 20423.6173 | 20175.4672 | 11073.4765 | 10834.2847 | 11144.3783
2021-03-31 | 19384.0005 | 18914.3515 | 19868.2566 | 11497.7125 | 11108.3487 | 11249.5616
2021-04-30 | 17070.0009 | 16953.0005 | 17618.7846 | 10244.8035 | 10129.1803 | 10097.7166
2021-05-31 | 18055.3342 | 17941.0005 | 18021.5172 | 10152.0681 | 10150.0117 | 9986.9371
2021-06-30 | 22162.0009 | 22212.5105 | 21528.4908 | 10747.5852 | 10755.5082 | 10840.8856
2021-07-31 | 22413.0005 | 22500.0009 | 22251.4821 | 11806.5074 | 11818.4696 | 11970.9832
2021-08-31 | 22235.0005 | 22332.0009 | 21854.4728 | 11706.2663 | 11708.3351 | 12072.0791
2021-09-30 | 21212.0005 | 21307.0009 | 18979.8917 | 10472.6839 | 10482.8995 | 10401.3058
2021-10-31 | 17270.7147 | 17261.0005 | 17606.8602 | 10365.0376 | 10433.28 | 10429.4829
2021-11-30 | 19227.38 | 19228.3338 | 19684.7166 | 10886.7659 | 10903.2144 | 11017.3258
2021-12-31 | 20088.8968 | 20071.3338 | 21331.5579 | 11984.4925 | 11986.8857 | 12185.9418
2021 | 22413.0005 | 22500.0009 | 22251.4821 | 133476.5604 | 132645.0766 | 133704.2048
2022-01-31 | 20983.6671 | 20940.1258 | 21334.1018 | 12536.9576 | 12489.7994 | 12928.5532
2022-02-28 | 20446.0004 | 20331.4888 | 20782.3287 | 11208.712 | 11171.9517 | 11400.5165
2022-03-31 | 19401.3338 | 19482.5828 | 19941.2707 | 11617.5125 | 11591.1551 | 11793.6956
2022-04-30 | 17251.0005 | 17264.0004 | 17752.3935 | 10239.112 | 10244.1893 | 10311.1592
2022-05-31 | 18269.0005 | 18273.6671 | 20136.0014 | 10372.2878 | 10375.4674 | 10137.6947
2022-06-30 | 22161.0005 | 22173.0004 | 22101.7092 | 10967.9836 | 10969.0566 | 11002.2267
2022-07-31 | 22542.0005 | 22546.0005 | 22484.9516 | 11893.9057 | 11889.6983 | 12411.016
2022-08-31 | 22430.0005 | 22399.0005 | 23477.9346 | 12028.3221 | 12019.7286 | 11998.9314
2022-09-30 | 21489.0005 | 21346.0005 | 20446.2276 | 10551.0851 | 10488.1448 | 10678.4907
2022-10-31 | 17559.0005 | 17550.0005 | 17724.6236 | 10603.0084 | 10584.0232 | 10447.0825
2022-11-30 | 19812.0005 | 19791.0005 | 19389.6575 | 11151.0711 | 11134.34 | 11128.3255
2022-12-31 | 20241.0005 | 20225.0005 | 20584.5241 | 12191.9609 | 12176.1081 | 12412.7534
2022 | 22542.0005 | 22546.0005 | 23477.9346 | 135361.9188 | 135133.6625 | 136650.4453
2023-01-31 | 21170.3338 | 21255.0005 | 21435.1399 | 12663.6554 | 12762.2603 | 13052.768
2023-02-28 | 20892.3338 | 20984.0005 | 20433.0112 | 11375.0622 | 11461.3076 | 11325.8235
2023-03-31 | 19701.0485 | 19818.0005 | 19000.8853 | 11846.6528 | 11951.1697 | 11814.7494
2023-04-30 | 17785.9996 | 17831.0005 | 19103.3719 | 10349.2653 | 10370.0521 | 10374.8437
2023-05-31 | 18869.9996 | 18912.0005 | 18001.5877 | 10418.8057 | 10440.3611 | 10473.6584
2023-06-30 | 21884.9996 | 21931.0005 | 22417.4764 | 10652.496 | 10672.7289 | 11230.6805
2023-07-31 | 22445.9996 | 22438.9996 | 23368.3724 | 11858.9002 | 11846.9233 | 12455.0186
2023-08-31 | 22396.9996 | 22393.9996 | 21865.1956 | 12249.9171 | 12236.9698 | 12005.3253
2023-09-30 | 21479.9996 | 21517.9996 | 21317.3942 | 10718.9739 | 10702.4917 | 10685.1004
2023-10-31 | 17668.0452 | 17669.3329 | 19208.5675 | 10593.967 | 10600.3454 | 10757.1302
2023-11-30 | 19742.0453 | 19755.3329 | 20453.2108 | 11007.299 | 11013.2596 | 11478.5016
2023-12-31 | 20346.0453 | 20354.6663 | 21211.1571 | 12018.94 | 12023.4944 | 12384.2261
2023 | 22445.9996 | 22438.9996 | 23368.3724 | 135753.9345 | 136081.364 | 138037.826
2024-01-31 | 21418.2553 | 21402.0453 | 21405.4347 | 12929.406 | 12921.66 | 13208.8176
2024-02-28 | 20987.7553 | 20977.0453 | 20022.691 | 11956.6273 | 11946.748 | 11729.9509
2024-03-31 | 19645.2454 | 19618.0454 | 18939.8337 | 11836.2413 | 11828.119 | 11632.2959
2024-04-30 | 17839.6154 | 17854.0654 | 18586.0743 | 10616.6408 | 10655.7906 | 10650.6806
2024-05-31 | 19148.7554 | 19124.2354 | 19498.7984 | 10660.6544 | 10683.7118 | 10640.585
2024-06-30 | 22502.1655 | 22372.1055 | 22585.2284 | 10892.6773 | 10881.7852 | 11334.1111
2024-07-31 | 22729.3249 | 22753.1555 | 23182.1746 | 12334.9116 | 12346.4602 | 12956.8035
2024-08-31 | 22604.8475 | 22582.3655 | 22518.533 | 12446.9545 | 12391.7927 | 12419.372
2024-09-30 | 22015.6938 | 21956.7255 | 21462.7165 | 11057.7009 | 10997.8597 | 10932.1478
2024-10-31 | 17976.8176 | 18090.543 | 18603.2901 | 11073.6096 | 11136.6805 | 11048.6213
2024-11-30 | 20217.9361 | 20273.4908 | 19942.2233 | 11500.099 | 11526.5799 | 11494.5336
2024-12-31 | 21036.6297 | 21013.8365 | 21342.8087 | 12626.6472 | 12612.7776 | 13046.7703
2024 | 22729.3249 | 22753.1555 | 23182.1746 | 139932.1699 | 139929.9651 | 141094.6899
2025-01-31 | 21856.1165 | 21914.7937 | 22379.5336 | 13268.2621 | 13325.5154 | 13661.657
2025-02-28 | 21278.651 | 21359.184 | 21116.0479 | 11685.5171 | 11736.7716 | 12130.7045
2025-03-31 | 20023.5778 | 20100.3978 | 19614.4739 | 12075.4951 | 12131.3113 | 12091.2745
2025-04-30 | 18154.8411 | 18111.6699 | 19246.3001 | 10619.601 | 10793.6852 | 10891.1786
2025-05-31 | 19064.5516 | 19592.7001 | 18891.1849 | 10649.1943 | 10910.4557 | 10873.3118
2025-06-30 | 22279.0506 | 22766.2964 |  | 11223.7937 | 11257.2261
2025-07-31 | 23171.0268 | 23182.0565 |  | 12427.0436 | 12888.8482
2025-08-31 | 22852.8201 | 22847.7158 |  | 12416.3112 | 12640.5312
2025-09-30 | 21301.525 | 22236.2664 |  | 11078.9473 | 11400.2792
2025-10-31 | 18451.7727 | 18454.9544 |  | 11168.4312 | 11427.1325
2025-11-30 | 20123.5597 | 20700.8959 |  | 11511.618 | 11827.7437
2025-12-31 | 21221.7376 | 21610.2159 |  | 12726.7319 | 13177.3703
2025 | 23171.0268 | 23182.0565 | 22379.5336 | 140850.9465 | 143516.8702 | 59648.1263
Note: Last Forecast is the most recent or last forecast made for the month. Previous Forecast is the second last forecast for the month.
Back to main menu

## Table 3.1.2 Firm
Back to main menu
Table 3.1.2 Firm: Weekly Coincident Peak Demand by Zone
Hourly Coincident Peak Demand (MW)
Week Ending | Bruce | East | Essa | Niagara | Northeast | Northwest | Ottawa | Southwest | Toronto | West | Ontario | Load Forecast Uncertainty
2025-07-06 23:00 | 72.3325 | 1302.5983 | 1323.2314 | 718.658 | 1249.0564 | 376.769 | 1506.3161 | 4018.9625 | 8163.7877 | 2137.1389 | 20868.851 | 1788.8459
2025-07-13 23:00 | 74.9531 | 1446.7602 | 1633.2326 | 813.4349 | 1140.7117 | 357.2888 | 1468.4194 | 4017.3737 | 8198.2335 | 2360.5612 | 21510.969 | 1827.4051
2025-07-20 23:00 | 89.4227 | 1383.1262 | 1499.3632 | 825.6515 | 1081.0271 | 350.818 | 1466.7143 | 4369.3228 | 8092.9344 | 2599.0313 | 21757.4116 | 1713.9618
2025-07-27 23:00 | 78.0647 | 1417.9943 | 1546.9645 | 794.4011 | 1127.2655 | 364.5446 | 1326.812 | 4275.7873 | 7833.635 | 2519.8006 | 21285.2696 | 1694.4931
2025-08-03 23:00 | 76.2598 | 1334.8963 | 1379.3372 | 800.2013 | 1144.8412 | 358.1606 | 1450.2363 | 4338.3013 | 8178.6209 | 2374.2578 | 21435.1126 | 1645.9612
2025-08-10 23:00 | 79.3379 | 1318.8953 | 1386.0927 | 779.0149 | 1137.6416 | 343.6758 | 1405.3848 | 4482.705 | 7781.7091 | 2578.0144 | 21292.4714 | 1818.0533
2025-08-17 23:00 | 79.9545 | 1218.54 | 1373.8749 | 780.1531 | 1116.2985 | 339.4578 | 1501.6773 | 4194.8079 | 8132.2745 | 2408.4167 | 21145.4551 | 1562.1047
2025-08-24 23:00 | 82.9329 | 1264.2265 | 1436.2669 | 729.9588 | 1154.5038 | 394.1353 | 1555.5701 | 3904.5102 | 8239.7758 | 2165.53 | 20927.4103 | 1413.6427
2025-08-31 23:00 | 86.1375 | 1260.8122 | 1437.6923 | 800.5158 | 1171.5063 | 357.1208 | 1194.3465 | 4288.7001 | 8094.91 | 2508.5278 | 21200.2693 | 1492.3556
2025-09-07 23:00 | 81.2273 | 1284.4483 | 1343.8468 | 716.5675 | 1162.3898 | 323.7613 | 1305.6126 | 3898.9131 | 7532.3583 | 2140.124 | 19789.2492 | 1913.5047
2025-09-14 23:00 | 73.5491 | 1182.6799 | 1342.9304 | 698.8736 | 1160.6022 | 332.4931 | 1402.1871 | 3877.1152 | 7550.1455 | 2188.5644 | 19809.1405 | 2029.7228
2025-09-21 23:00 | 66.6416 | 1114.0418 | 1255.3391 | 699.422 | 1190.0124 | 342.2611 | 1162.1451 | 3922.967 | 6985.6519 | 2245.876 | 18984.358 | 1668.1402
2025-09-28 23:00 | 64.5962 | 1088.8685 | 1225.015 | 694.6838 | 1195.861 | 341.5995 | 1154.2453 | 3881.4163 | 6968.8169 | 2189.45 | 18804.5525 | 1312.4562
2025-10-05 23:00 | 69.2497 | 1223.0243 | 1224.571 | 620.5583 | 1280.9903 | 362.8993 | 1170.9534 | 3515.1016 | 6633.5412 | 1950.9041 | 18051.793 | 1245.9575
2025-10-12 23:00 | 72.8599 | 1272.3774 | 1276.1663 | 609.2772 | 1299.4382 | 384.6024 | 1109.9853 | 3480.4534 | 6316.8863 | 1815.1246 | 17637.171 | 857.9743
2025-10-19 23:00 | 69.0612 | 1271.0056 | 1289.8199 | 574.8273 | 1343.2756 | 400.9865 | 1166.1239 | 3483.2706 | 6525.605 | 1775.2685 | 17899.2442 | 568.7132
2025-10-26 23:00 | 69.8928 | 1202.0215 | 1187.8739 | 613.0343 | 1198.743 | 375.1311 | 1135.6896 | 3587.1832 | 6619.847 | 1996.5361 | 17985.9524 | 417.2865
2025-11-02 23:00 | 75.0714 | 1243.0292 | 1214.8615 | 603.2517 | 1239.5805 | 382.756 | 1159.3355 | 3572.8586 | 6447.6543 | 1958.3092 | 17896.708 | 406.7281
2025-11-09 23:00 | 78.1389 | 1314.8795 | 1305.3128 | 612.6326 | 1361.8051 | 434.7864 | 1245.0602 | 3643.1758 | 6789.5102 | 2033.0336 | 18818.335 | 511.2313
2025-11-16 23:00 | 82.5894 | 1390.7202 | 1428.0337 | 620.3104 | 1476.2797 | 491.7654 | 1304.6526 | 3653.5139 | 7023.8257 | 2169.1841 | 19640.8752 | 643.1999
2025-11-23 23:00 | 84.2616 | 1431.909 | 1404.9461 | 613.6769 | 1435.5887 | 461.1772 | 1327.2268 | 3756.5562 | 6976.7793 | 2078.1798 | 19570.3015 | 621.8729
2025-11-30 23:00 | 88.9312 | 1472.2046 | 1464.3658 | 659.8707 | 1464.9764 | 490.3785 | 1307.0541 | 3786.412 | 7001.8461 | 2112.0783 | 19848.1177 | 556.1641
2025-12-07 23:00 | 90.8273 | 1525.6745 | 1476.6408 | 702.7213 | 1504.2808 | 466.6426 | 1404.1991 | 3937.5064 | 7360.5996 | 2243.7313 | 20712.8237 | 576.6494
2025-12-14 23:00 | 98.4833 | 1545.6053 | 1495.9107 | 696.6452 | 1456.8378 | 465.4095 | 1382.7896 | 3983.6951 | 7260.1976 | 2208.2962 | 20593.8702 | 638.1769
2025-12-21 23:00 | 97.0881 | 1608.0042 | 1568.3433 | 689.9437 | 1509.565 | 484.6698 | 1423.254 | 3904.8981 | 7374.5954 | 2160.8216 | 20821.1831 | 686.7483
2025-12-28 23:00 | 92.5654 | 1515.3871 | 1481.5412 | 682.1499 | 1519.3022 | 522.4359 | 1375.1315 | 3851.5422 | 6943.4703 | 2190.4419 | 20173.9675 | 740.998
2026-01-04 23:00 | 93.2055 | 1567.79 | 1531.5977 | 727.9334 | 1564.2387 | 455.8024 | 1507.2885 | 3960.104 | 7206.6582 | 2147.1665 | 20761.7851 | 814.5984
2026-01-11 23:00 | 99.0204 | 1589.1339 | 1566.9578 | 726.9254 | 1541.6552 | 460.1238 | 1502.7496 | 4231.3682 | 7574.6018 | 2234.6851 | 21527.2211 | 786.4326
2026-01-18 23:00 | 92.5874 | 1596.0185 | 1587.8164 | 740.5272 | 1534.2886 | 475.0502 | 1496.9928 | 4171.0192 | 7540.2167 | 2267.1226 | 21501.6397 | 804.7026
2026-01-25 23:00 | 105.9186 | 1627.6642 | 1648.7483 | 743.2945 | 1587.9065 | 481.0363 | 1514.3862 | 4179.497 | 7619.4805 | 2161.1853 | 21669.1173 | 803.0128
2026-02-01 23:00 | 96.4923 | 1597.5343 | 1594.169 | 738.8777 | 1551.306 | 475.6739 | 1494.5078 | 4189.4055 | 7681.8019 | 2195.8948 | 21615.6632 | 759.6793
2026-02-08 23:00 | 93.568 | 1547.6115 | 1561.4313 | 719.6932 | 1575.3101 | 466.5113 | 1456.3018 | 4151.5191 | 7446.2941 | 2169.9738 | 21188.2142 | 680.2373
2026-02-15 23:00 | 97.3603 | 1547.1073 | 1549.079 | 713.4644 | 1570.2297 | 448.9892 | 1489.344 | 4122.9103 | 7462.7422 | 2160.1528 | 21161.3793 | 703.7835
2026-02-22 23:00 | 102.983 | 1494.1858 | 1563.9921 | 679.9007 | 1603.1469 | 461.8374 | 1410.9292 | 4038.2825 | 7448.7633 | 2116.2732 | 20920.294 | 719.1405
2026-03-01 23:00 | 97.5389 | 1531.4161 | 1523.1225 | 703.1937 | 1534.4278 | 437.2299 | 1428.6737 | 4067.227 | 7419.3886 | 2092.5246 | 20834.7428 | 722.1549
2026-03-08 23:00 | 97.5451 | 1437.7497 | 1428.3509 | 695.0161 | 1494.7124 | 400.1989 | 1389.6626 | 4031.7305 | 7194.2321 | 2113.2353 | 20282.4336 | 735.912
2026-03-15 23:00 | 99.9353 | 1397.2591 | 1464.3614 | 663.7882 | 1621.2607 | 460.0544 | 1293.0578 | 3838.8682 | 6971.0047 | 2030.4388 | 19840.0287 | 696.7197
2026-03-22 23:00 | 88.3708 | 1384.8934 | 1405.8704 | 639.9837 | 1555.1284 | 403.4144 | 1247.818 | 3794.8993 | 6916.9395 | 1988.8167 | 19426.1346 | 579.2836
2026-03-29 23:00 | 95.6633 | 1299.2534 | 1304.0247 | 643.6099 | 1483.0539 | 402.0577 | 1213.6401 | 3769.2664 | 6757.3825 | 2018.0233 | 18985.9753 | 578.9255
2026-04-05 23:00 | 78.3491 | 1278.7997 | 1291.9136 | 625.1619 | 1453.0917 | 378.1317 | 1208.3527 | 3648.2955 | 6627.9196 | 1933.163 | 18523.1786 | 588.4332
2026-04-12 23:00 | 86.6595 | 1225.2963 | 1267.783 | 577.809 | 1416.2012 | 357.5075 | 1194.2354 | 3544.7571 | 6593.3731 | 1844.0452 | 18107.6676 | 542.6769
2026-04-19 23:00 | 81.1559 | 1217.097 | 1197.9499 | 593.2447 | 1397.2416 | 387.7685 | 1129.8008 | 3615.0401 | 6456.0117 | 1831.5202 | 17906.8305 | 623.3002
2026-04-26 23:00 | 84.4215 | 1220.2981 | 1230.2889 | 583.7152 | 1376.6228 | 385.7667 | 1154.1511 | 3408.8881 | 6423.4841 | 1800.8572 | 17668.4936 | 535.8962
2026-05-03 23:00 | 72.7763 | 1117.2373 | 1119.003 | 603.6287 | 1233.6796 | 332.3821 | 1156.6276 | 3544.1138 | 6539.5512 | 1791.1057 | 17510.1053 | 551.415
2026-05-10 23:00 | 86.0557 | 948.6201 | 1049.9974 | 586.8698 | 1218.8368 | 359.1927 | 1152.6994 | 3511.873 | 6617.4574 | 1961.879 | 17493.4813 | 699.3073
2026-05-17 23:00 | 84.2984 | 1125.2275 | 1154.3846 | 611.0346 | 1290.5548 | 367.9002 | 1135.8172 | 3536.2503 | 6583.2957 | 1884.7821 | 17773.5453 | 960.2735
2026-05-24 23:00 | 81.0685 | 1108.1359 | 1128.2379 | 619.2202 | 1165.5618 | 354.0323 | 1139.5965 | 3839.3843 | 6630.3328 | 2147.9959 | 18213.5662 | 1446.429
2026-05-31 23:00 | 75.2773 | 1085.8994 | 1068.2904 | 711.4322 | 1226.5766 | 345.5695 | 1269.1614 | 3802.2808 | 6988.6797 | 2087.5129 | 18660.6802 | 2170.456
2026-06-07 23:00 | 65.534 | 1098.7001 | 1048.6354 | 726.4576 | 1149.9942 | 326.9663 | 1030.0319 | 4170.3403 | 7531.3385 | 2295.6272 | 19443.6256 | 2248.6003
2026-06-14 23:00 | 74.0682 | 1302.0967 | 1383.8285 | 744.9979 | 1261.7441 | 347.3169 | 1334.8512 | 3922.3234 | 7335.522 | 2214.8535 | 19921.6024 | 2169.4774
2026-06-21 23:00 | 76.054 | 1408.5685 | 1454.3343 | 783.8291 | 1203.5609 | 332.0825 | 1496.7053 | 4070.743 | 7879.8707 | 2328.2512 | 21033.9995 | 1984.502
2026-06-28 23:00 | 72.9852 | 1437.686 | 1528.2963 | 838.2649 | 1223.5269 | 353.8765 | 1549.6301 | 4209.4291 | 8331.7463 | 2367.5876 | 21913.029 | 1693.7352
2026-07-05 23:00 | 73.3485 | 1318.874 | 1429.7213 | 793.8548 | 1192.2832 | 346.3392 | 1488.1203 | 4301.832 | 8602.4184 | 2249.7365 | 21796.5282 | 1695.9638
2026-07-12 23:00 | 70.9545 | 1347.9582 | 1510.4296 | 807.2843 | 1194.1088 | 337.2435 | 1687.0805 | 4394.9683 | 8650.8145 | 2405.1759 | 22406.0179 | 1775.4132
2026-07-19 23:00 | 78.1105 | 1463.9178 | 1596.4569 | 824.26 | 1232.4102 | 354.988 | 1568.713 | 4417.9631 | 8520.5535 | 2470.926 | 22528.2989 | 1697.8201
2026-07-26 23:00 | 79.9525 | 1284.2657 | 1420.1813 | 845.1962 | 1190.0293 | 360.7893 | 1543.3233 | 4511.4906 | 8790.9254 | 2534.3371 | 22560.4907 | 1646.5146
2026-08-02 23:00 | 76.9713 | 1311.0738 | 1426.902 | 823.2533 | 1217.8536 | 346.9437 | 1486.6276 | 4622.5889 | 8371.0649 | 2604.8134 | 22288.0925 | 1663.4221
2026-08-09 23:00 | 86.8358 | 1468.4326 | 1525.2305 | 829.2193 | 1234.4554 | 372.1861 | 1382.8738 | 4295.83 | 8322.1643 | 2520.587 | 22037.8147 | 1743.1204
2026-08-16 23:00 | 81.5552 | 1317.0305 | 1466.1695 | 806.281 | 1204.4986 | 336.1713 | 1469.544 | 4368.486 | 8674.777 | 2328.2871 | 22052.8001 | 1585.1984
2026-08-23 23:00 | 79.628 | 1397.9673 | 1434.2629 | 818.4958 | 1233.8736 | 340.4208 | 1449.6383 | 4439.8375 | 8258.0127 | 2424.8632 | 21877 | 1367.9656
2026-08-30 23:00 | 83.34 | 1331.9499 | 1402.581 | 812.873 | 1236.8532 | 348.6726 | 1441.029 | 4484.6313 | 8061.3807 | 2501.2156 | 21704.5263 | 1385.0519
2026-09-06 23:00 | 78.2245 | 1231.0769 | 1366.674 | 800.5187 | 1153.0567 | 305.7627 | 1066.4564 | 4327.0619 | 8488.3128 | 2482.8466 | 21299.9912 | 1741.0325
2026-09-13 23:00 | 72.0113 | 1244.0645 | 1325.6467 | 709.3558 | 1248.3825 | 318.3686 | 1294.0195 | 3974.4138 | 7611.6341 | 2233.675 | 20031.5718 | 2037.2925
2026-09-20 23:00 | 74.7074 | 1165.828 | 1230.846 | 726.7552 | 1201.4321 | 326.6229 | 1266.7123 | 3883.3983 | 7522.9881 | 2086.2566 | 19485.5469 | 1750.9524
2026-09-27 23:00 | 71.4465 | 1116.8213 | 1177.6699 | 697.1997 | 1235.7407 | 307.6485 | 1212.7941 | 3993.3047 | 7024.0746 | 2093.9149 | 18930.6149 | 1612.5742
2026-10-04 23:00 | 68.7774 | 1221.789 | 1216.883 | 659.7297 | 1315.9689 | 331.328 | 1153.3468 | 3754.5553 | 7034.7186 | 2076.8727 | 18833.9695 | 1213.8971
2026-10-11 23:00 | 81.8857 | 1243.0129 | 1262.1729 | 639.7646 | 1374.6551 | 378.2272 | 1164.9852 | 3598.3513 | 6584.3492 | 1963.0762 | 18290.4803 | 837.859
2026-10-18 23:00 | 69.9998 | 1150.0972 | 1195.0141 | 583.9588 | 1327.0732 | 355.6997 | 1167.5487 | 3542.5621 | 6613.5163 | 2018.6012 | 18024.0711 | 569.0118
2026-10-25 23:00 | 80.7342 | 1244.4775 | 1259.2057 | 624.9366 | 1345.0938 | 382.1947 | 1157.6285 | 3577.1689 | 6605.3404 | 1990.3727 | 18267.1529 | 405.4799
2026-11-01 23:00 | 80.3879 | 1244.8872 | 1247.9861 | 635.179 | 1307.5667 | 397.3639 | 1158.8242 | 3723.7914 | 6727.1335 | 2021.1172 | 18544.2371 | 406.7763
2026-11-08 23:00 | 82.7847 | 1312.4231 | 1270.364 | 641.1376 | 1371.5715 | 427.1944 | 1235.8726 | 3760.4768 | 6791.4418 | 2045.1627 | 18938.4292 | 478.482
2026-11-15 23:00 | 75.7103 | 1376.2692 | 1379.7784 | 631.7677 | 1448.4211 | 448.3267 | 1300.8813 | 3760.1811 | 6943.4231 | 2113.8442 | 19478.6031 | 578.0151
2026-11-22 23:00 | 83.0464 | 1407.1721 | 1375.7697 | 665.4706 | 1449.4438 | 431.1044 | 1311.9568 | 3889.5105 | 7114.5299 | 2229.7797 | 19957.784 | 608.6296
2026-11-29 23:00 | 86.2976 | 1450.458 | 1434.25 | 715.4539 | 1504.4573 | 449.6176 | 1377.1181 | 3924.2797 | 7332.017 | 2217.1949 | 20491.144 | 578.9131
2026-12-06 23:00 | 89.9753 | 1491.6821 | 1442.8757 | 710.5434 | 1524.6106 | 453.6682 | 1392.8394 | 4017.9093 | 7394.0706 | 2231.3024 | 20749.477 | 541.5613
2026-12-13 23:00 | 97.5056 | 1528.7616 | 1490.8326 | 690.1845 | 1548.4243 | 503.4964 | 1359.281 | 4108.8976 | 7384.6089 | 2297.9535 | 21009.9461 | 626.0727
2026-12-20 23:00 | 98.8858 | 1574.7246 | 1527.1268 | 725.2375 | 1545.3447 | 463.4658 | 1466.4482 | 4094.0455 | 7466.2401 | 2237.959 | 21199.4782 | 649.655
2026-12-27 23:00 | 92.3817 | 1546.5365 | 1519.1358 | 694.3911 | 1561.566 | 471.7826 | 1452.2717 | 3949.2394 | 7072.941 | 2212.2543 | 20572.5001 | 731.449
2027-01-03 23:00 | 84.5962 | 1537.7806 | 1512.9965 | 682.0569 | 1584.4974 | 472.5651 | 1429.8093 | 3950.8761 | 7078.8953 | 2132.0155 | 20466.089 | 761.222
Back to main menu

## Table 3.1.2 Planned
Back to main menu
Table 3.1.2 Planned: Weekly Coincident Peak Demand by Zone
Hourly Coincident Peak Demand (MW)
Week Ending | Bruce | East | Essa | Niagara | Northeast | Northwest | Ottawa | Southwest | Toronto | West | Ontario | Load Forecast Uncertainty
2025-07-06 23:00 | 67.1239 | 1277.4575 | 1439.0207 | 746.8576 | 1107.3328 | 354.4131 | 1505.2737 | 4061.0973 | 7988.7997 | 2327.7474 | 20875.1237 | 1787.9704
2025-07-13 23:00 | 74.9537 | 1446.771 | 1633.2447 | 813.8081 | 1142.2567 | 357.2914 | 1468.4378 | 4017.4998 | 8198.7841 | 2360.8051 | 21513.8525 | 1827.9621
2025-07-20 23:00 | 89.427 | 1383.1927 | 1499.4352 | 826.0738 | 1082.6025 | 350.8349 | 1466.7938 | 4369.648 | 8093.8113 | 2599.3854 | 21761.2045 | 1714.071
2025-07-27 23:00 | 78.0632 | 1417.9669 | 1546.9345 | 794.7588 | 1128.8642 | 364.5375 | 1326.7929 | 4275.7901 | 7833.9708 | 2519.9742 | 21287.653 | 1694.179
2025-08-03 23:00 | 77.9669 | 1395.9038 | 1546.3448 | 768.7873 | 1201.9243 | 369.2075 | 1389.3372 | 4208.6524 | 8076.2915 | 2427.8546 | 21462.2704 | 1640.9243
2025-08-10 23:00 | 79.336 | 1318.8637 | 1386.0594 | 779.3935 | 1139.137 | 343.6675 | 1405.359 | 4501.8059 | 7830.5495 | 2578.1974 | 21362.3691 | 1817.4559
2025-08-17 23:00 | 79.954 | 1218.5322 | 1373.8661 | 780.531 | 1117.827 | 339.4556 | 1501.6755 | 4214.0434 | 8181.3905 | 2408.6456 | 21215.9209 | 1560.871
2025-08-24 23:00 | 82.9324 | 1264.2194 | 1436.2589 | 730.3532 | 1156.1233 | 394.1331 | 1555.5703 | 3923.758 | 8288.8828 | 2165.7638 | 20997.9953 | 1413.622
2025-08-31 23:00 | 86.1383 | 1260.8236 | 1437.7053 | 800.8854 | 1173.2543 | 357.124 | 1194.3644 | 4307.9665 | 8144.0881 | 2508.7912 | 21271.1411 | 1492.0194
2025-09-07 23:00 | 81.2264 | 1284.4347 | 1343.8326 | 716.99 | 1164.1344 | 323.7579 | 1305.6077 | 3899.3592 | 7543.2025 | 2140.3494 | 19802.8948 | 1913.3512
2025-09-14 23:00 | 73.5481 | 1182.6632 | 1342.9114 | 699.2782 | 1162.2763 | 332.4884 | 1402.1784 | 3877.578 | 7560.9846 | 2188.7673 | 19822.674 | 2029.9273
2025-09-21 23:00 | 66.6414 | 1114.0397 | 1255.3368 | 699.8333 | 1191.7583 | 342.2605 | 1162.1552 | 3923.4892 | 6996.5261 | 2246.1097 | 18998.1502 | 1668.2051
2025-09-28 23:00 | 64.5948 | 1088.8444 | 1224.9879 | 695.0953 | 1197.5768 | 341.5919 | 1154.2302 | 3881.8478 | 6979.8748 | 2189.6426 | 18818.2864 | 1312.0275
2025-10-05 23:00 | 69.2501 | 1223.0316 | 1224.5782 | 621.0033 | 1282.9925 | 362.9014 | 1170.9702 | 3515.6272 | 6644.6495 | 1951.1938 | 18066.1977 | 1245.9729
2025-10-12 23:00 | 72.8604 | 1272.3865 | 1276.1755 | 609.7142 | 1301.27 | 384.6052 | 1110.0024 | 3480.9713 | 6327.9262 | 1815.3911 | 17651.3028 | 857.4883
2025-10-19 23:00 | 69.0628 | 1271.0343 | 1289.849 | 575.2524 | 1345.1519 | 400.9955 | 1166.1596 | 3483.8445 | 6536.7163 | 1775.562 | 17913.6282 | 568.5494
2025-10-26 23:00 | 69.8938 | 1202.0389 | 1187.8912 | 613.4614 | 1200.5441 | 375.1366 | 1135.714 | 3587.7124 | 6630.9111 | 1996.841 | 18000.1445 | 417.2216
2025-11-02 23:00 | 75.072 | 1243.0396 | 1214.8717 | 603.6541 | 1241.6097 | 382.7592 | 1159.3552 | 3573.3896 | 6458.6494 | 1958.5885 | 17910.989 | 406.3545
2025-11-09 23:00 | 78.1394 | 1314.8878 | 1305.321 | 613.0674 | 1363.8358 | 434.7891 | 1245.0753 | 3643.6668 | 6800.4962 | 2033.3225 | 18832.6013 | 510.9302
2025-11-16 23:00 | 82.5874 | 1390.6861 | 1427.9987 | 620.74 | 1478.478 | 491.7533 | 1304.6291 | 3653.9086 | 7034.6118 | 2169.4201 | 19654.8131 | 643.3404
2025-11-23 23:00 | 84.2603 | 1431.887 | 1404.9245 | 614.1279 | 1437.6471 | 461.1701 | 1327.2143 | 3756.9738 | 6987.5915 | 2078.4252 | 19584.2218 | 622.0257
2025-11-30 23:00 | 88.9317 | 1472.2124 | 1464.3736 | 660.3389 | 1467.1818 | 490.3811 | 1307.0673 | 3786.8877 | 7012.8231 | 2112.3721 | 19862.5697 | 556.0812
2025-12-07 23:00 | 90.8266 | 1525.6627 | 1476.6294 | 703.1965 | 1506.4324 | 466.639 | 1404.198 | 3937.9764 | 7371.5049 | 2243.9654 | 20727.0313 | 576.7969
2025-12-14 23:00 | 98.4827 | 1545.596 | 1495.9017 | 697.0943 | 1458.8552 | 465.4067 | 1382.7901 | 3984.1593 | 7271.0975 | 2208.5231 | 20607.9066 | 638.2039
2025-12-21 23:00 | 97.0876 | 1607.9959 | 1568.3353 | 690.4388 | 1511.6257 | 484.6673 | 1423.256 | 3905.372 | 7385.5001 | 2161.0527 | 20835.3313 | 686.4203
2025-12-28 23:00 | 92.5672 | 1515.4174 | 1481.5708 | 682.6578 | 1520.899 | 522.4464 | 1375.1674 | 3852.1016 | 6954.5404 | 2190.7264 | 20188.0944 | 740.9356
2026-01-04 23:00 | 89.9766 | 1621.6625 | 1593.6366 | 725.9255 | 1636.9446 | 459.2698 | 1548.6862 | 3872.2531 | 7210.954 | 2030.4006 | 20789.7096 | 815.9446
2026-01-11 23:00 | 99.0209 | 1589.1418 | 1566.9655 | 727.6206 | 1543.7497 | 460.1261 | 1502.7695 | 4232.0576 | 7604.0066 | 2235.4613 | 21560.9197 | 787.1546
2026-01-18 23:00 | 92.5878 | 1596.0256 | 1587.8235 | 741.2363 | 1536.4171 | 475.0523 | 1497.0106 | 4171.6965 | 7569.5889 | 2267.8956 | 21535.3343 | 804.498
2026-01-25 23:00 | 105.9183 | 1627.6601 | 1648.744 | 744.0081 | 1589.9995 | 481.035 | 1514.3974 | 4180.171 | 7648.7857 | 2161.9537 | 21702.6728 | 803.2897
2026-02-01 23:00 | 96.4918 | 1597.5257 | 1594.1604 | 739.6267 | 1553.3523 | 475.6713 | 1494.5108 | 4190.0424 | 7711.1312 | 2196.6594 | 21649.1721 | 759.9427
2026-02-08 23:00 | 93.5682 | 1547.6151 | 1561.4349 | 720.3732 | 1577.4812 | 466.5124 | 1456.3171 | 4152.1937 | 7475.6844 | 2170.7631 | 21221.9433 | 680.4207
2026-02-15 23:00 | 97.3603 | 1547.1069 | 1549.0786 | 714.2026 | 1572.4145 | 448.9891 | 1489.3543 | 4123.5668 | 7492.1186 | 2160.9035 | 21195.0952 | 704.4955
2026-02-22 23:00 | 102.9829 | 1494.1848 | 1563.9911 | 680.6659 | 1605.5233 | 461.8371 | 1410.942 | 4038.9567 | 7478.1365 | 2117.0525 | 20954.2729 | 719.0487
2026-03-01 23:00 | 97.5406 | 1531.4421 | 1523.1484 | 703.9486 | 1536.498 | 437.2373 | 1428.7124 | 4067.9756 | 7448.7948 | 2093.2869 | 20868.5848 | 721.9636
2026-03-08 23:00 | 97.5457 | 1437.7585 | 1428.3597 | 695.6378 | 1496.942 | 400.2014 | 1389.6811 | 4032.4066 | 7223.5787 | 2113.9997 | 20316.1113 | 735.9522
2026-03-15 23:00 | 99.935 | 1397.2539 | 1464.356 | 664.4331 | 1623.3576 | 460.0526 | 1293.0659 | 3839.5251 | 7000.335 | 2031.179 | 19873.4931 | 696.2583
2026-03-22 23:00 | 88.3728 | 1384.9245 | 1405.902 | 640.5842 | 1557.382 | 403.4235 | 1247.8603 | 3795.664 | 6946.4186 | 1989.6191 | 19460.1509 | 578.6764
2026-03-29 23:00 | 95.6645 | 1299.2686 | 1304.0399 | 644.2218 | 1485.3026 | 402.0624 | 1213.6683 | 3769.9892 | 6786.8547 | 2018.798 | 19019.8702 | 578.7884
2026-04-05 23:00 | 78.3478 | 1278.7783 | 1291.8919 | 625.7384 | 1455.2754 | 378.1254 | 1208.3468 | 3648.9146 | 6657.1684 | 1934.005 | 18556.592 | 588.5628
2026-04-12 23:00 | 86.6615 | 1225.324 | 1267.8116 | 578.3982 | 1418.1216 | 357.5156 | 1194.2802 | 3545.5393 | 6622.8663 | 1844.9638 | 18141.482 | 542.3743
2026-04-19 23:00 | 81.1569 | 1217.1109 | 1197.9636 | 593.8342 | 1399.1754 | 387.773 | 1129.83 | 3615.7753 | 6485.4952 | 1832.3733 | 17940.4877 | 623.117
2026-04-26 23:00 | 84.4211 | 1220.2919 | 1230.2826 | 584.3242 | 1378.6452 | 385.7648 | 1154.1621 | 3409.5677 | 6452.836 | 1801.6521 | 17701.9478 | 535.9501
2026-05-03 23:00 | 72.7771 | 1117.2509 | 1119.0166 | 604.1806 | 1235.6298 | 332.3862 | 1156.6591 | 3544.8575 | 6569.0218 | 1792.0157 | 17543.7954 | 551.7089
2026-05-10 23:00 | 86.0542 | 948.6035 | 1049.979 | 587.4232 | 1221.0917 | 359.1864 | 1152.6924 | 3512.644 | 6654.6365 | 1962.678 | 17534.9889 | 699.0597
2026-05-17 23:00 | 84.2948 | 1125.1785 | 1154.3343 | 611.5833 | 1292.8332 | 367.8841 | 1135.7824 | 3536.9498 | 6620.8752 | 1885.4846 | 17815.2001 | 959.4506
2026-05-24 23:00 | 81.0561 | 1107.9667 | 1128.0656 | 619.7441 | 1167.7502 | 353.9782 | 1139.437 | 3839.6649 | 6667.9101 | 2148.5073 | 18254.0802 | 1446.6193
2026-05-31 23:00 | 75.2766 | 1085.8893 | 1068.2804 | 712.0329 | 1228.7229 | 345.5663 | 1269.1671 | 3803.0947 | 7025.3964 | 2088.2706 | 18701.6973 | 2169.9461
2026-06-07 23:00 | 65.5339 | 1098.6988 | 1048.6341 | 727.0483 | 1152.1732 | 326.9659 | 1030.0434 | 4171.1593 | 7568.3542 | 2296.4744 | 19485.0856 | 2249.1488
2026-06-14 23:00 | 76.1237 | 1286.3151 | 1342.5524 | 725.9043 | 1249.0519 | 343.8811 | 1357.5412 | 3907.8204 | 7374.9956 | 2299.69 | 19963.8758 | 2170.6643
2026-06-21 23:00 | 76.0543 | 1408.5733 | 1454.3393 | 784.4073 | 1205.5788 | 332.0837 | 1496.7261 | 4071.6018 | 7917.0435 | 2329.0968 | 21075.5049 | 1983.9218
2026-06-28 23:00 | 72.9875 | 1437.733 | 1528.3463 | 838.8916 | 1225.5618 | 353.8881 | 1549.6995 | 4210.4285 | 8369.0304 | 2368.4953 | 21955.0621 | 1694.0511
2026-07-05 23:00 | 73.3456 | 1318.8224 | 1429.6654 | 794.4086 | 1194.3443 | 346.3257 | 1488.0802 | 4302.5246 | 8639.2391 | 2250.4842 | 21837.2401 | 1695.4157
2026-07-12 23:00 | 70.952 | 1347.9099 | 1510.3754 | 807.8352 | 1196.5533 | 337.2314 | 1687.0376 | 4395.6698 | 8687.7267 | 2405.964 | 22447.2553 | 1775.5547
2026-07-19 23:00 | 78.1131 | 1463.9654 | 1596.5089 | 824.8907 | 1234.5723 | 354.9995 | 1568.782 | 4418.9662 | 8557.9737 | 2471.8735 | 22570.6453 | 1697.3816
2026-07-26 23:00 | 79.9535 | 1284.2814 | 1420.1987 | 845.779 | 1192.3067 | 360.7937 | 1543.3573 | 4512.3851 | 8828.0624 | 2535.2024 | 22602.3204 | 1645.268
2026-08-02 23:00 | 76.9718 | 1311.0825 | 1426.9114 | 823.8787 | 1220.0869 | 346.9459 | 1486.6537 | 4623.4706 | 8408.389 | 2605.6524 | 22330.043 | 1663.5125
2026-08-09 23:00 | 86.8339 | 1468.3999 | 1525.1966 | 829.8283 | 1236.392 | 372.1779 | 1382.8591 | 4296.5856 | 8359.3384 | 2521.44 | 22079.0515 | 1743.7398
2026-08-16 23:00 | 81.5522 | 1316.9828 | 1466.1163 | 806.851 | 1206.6455 | 336.1592 | 1469.5068 | 4369.178 | 8711.7823 | 2329.1108 | 22093.8848 | 1583.9901
2026-08-23 23:00 | 79.6287 | 1397.9789 | 1434.2748 | 819.115 | 1235.9384 | 340.4236 | 1449.6673 | 4440.7318 | 8295.4206 | 2425.742 | 21918.9211 | 1367.6794
2026-08-30 23:00 | 83.3401 | 1331.951 | 1402.5822 | 813.4957 | 1238.86 | 348.6729 | 1441.0452 | 4485.4762 | 8098.5543 | 2502.0612 | 21746.0387 | 1384.0982
2026-09-06 23:00 | 78.2255 | 1231.0922 | 1366.691 | 801.1816 | 1155.3483 | 305.7666 | 1066.4858 | 4327.9611 | 8525.435 | 2483.7804 | 21341.9675 | 1741.0486
2026-09-13 23:00 | 72.0143 | 1244.116 | 1325.7016 | 710.0231 | 1250.6329 | 318.3818 | 1294.0944 | 3975.4592 | 7649.0563 | 2234.6725 | 20074.1519 | 2035.6916
2026-09-20 23:00 | 74.7078 | 1165.8328 | 1230.8511 | 727.3717 | 1203.3883 | 326.6242 | 1266.7425 | 3884.3121 | 7559.8478 | 2087.0944 | 19526.7727 | 1750.3794
2026-09-27 23:00 | 71.4446 | 1116.7906 | 1177.6375 | 697.8302 | 1238.0077 | 307.6401 | 1212.7844 | 3994.0966 | 7061.323 | 2094.718 | 18972.2726 | 1613.4782
2026-10-04 23:00 | 68.7749 | 1221.7438 | 1216.838 | 660.3463 | 1318.3526 | 331.3158 | 1153.3243 | 3755.309 | 7072.5582 | 2077.6623 | 18876.225 | 1214.0533
2026-10-11 23:00 | 81.8837 | 1242.983 | 1262.1425 | 640.4098 | 1376.6944 | 378.2181 | 1164.9755 | 3599.1378 | 6621.9137 | 1963.8164 | 18332.1751 | 837.7774
2026-10-18 23:00 | 70.0001 | 1150.103 | 1195.0201 | 584.5848 | 1329.1576 | 355.7014 | 1167.5733 | 3543.4463 | 6650.7961 | 2019.3948 | 18065.7776 | 569.1781
2026-10-25 23:00 | 80.7341 | 1244.4756 | 1259.2037 | 625.5426 | 1347.2291 | 382.1941 | 1157.6412 | 3578.003 | 6642.5754 | 1991.1821 | 18308.781 | 405.5997
2026-11-01 23:00 | 80.3869 | 1244.8708 | 1247.9696 | 635.8037 | 1309.8974 | 397.3587 | 1158.8206 | 3724.5619 | 6764.209 | 2021.9452 | 18585.8236 | 406.8859
2026-11-08 23:00 | 82.7835 | 1312.4038 | 1270.3454 | 641.7441 | 1373.9139 | 427.1881 | 1235.8724 | 3761.2816 | 6828.5247 | 2046.0372 | 18980.0946 | 478.5726
2026-11-15 23:00 | 75.7108 | 1376.2781 | 1379.7874 | 632.4316 | 1450.6956 | 448.3296 | 1300.907 | 3761.0622 | 6980.7044 | 2114.7394 | 19520.6462 | 577.8626
2026-11-22 23:00 | 83.0473 | 1407.1862 | 1375.7834 | 666.1956 | 1451.6487 | 431.1087 | 1311.9828 | 3890.3774 | 7151.7888 | 2230.6655 | 19999.7844 | 608.6614
2026-11-29 23:00 | 86.2971 | 1450.45 | 1434.2421 | 716.1725 | 1506.7157 | 449.6151 | 1377.1246 | 3925.093 | 7369.143 | 2218.069 | 20532.9221 | 579.0687
2026-12-06 23:00 | 89.9755 | 1491.6861 | 1442.8796 | 711.2936 | 1527.045 | 453.6694 | 1392.8584 | 4018.7636 | 7431.2894 | 2232.1329 | 20791.5935 | 541.2405
2026-12-13 23:00 | 97.5057 | 1528.7638 | 1490.8348 | 690.8765 | 1550.5295 | 503.4971 | 1359.2991 | 4109.7522 | 7421.8002 | 2298.7328 | 21051.5918 | 626.0495
2026-12-20 23:00 | 98.8846 | 1574.7059 | 1527.1087 | 725.9703 | 1547.6215 | 463.4603 | 1466.4454 | 4094.8353 | 7503.3226 | 2238.7088 | 21241.0635 | 649.9155
2026-12-27 23:00 | 92.3839 | 1546.5719 | 1519.1706 | 695.1356 | 1563.3084 | 471.7934 | 1452.3222 | 3950.1849 | 7110.265 | 2213.0644 | 20614.2004 | 730.7488
2027-01-03 23:00 | 84.5999 | 1537.8482 | 1513.063 | 682.758 | 1586.791 | 472.5859 | 1429.8865 | 3951.8893 | 7116.4778 | 2132.6207 | 20508.5203 | 760.8778
Back to main menu

## Table 3.1.3 Firm
Back to main menu
Table 3.1.3 Firm: Weekly Energy Demand by Zone
Weeky Normal Energy (GWh)
Week Ending | Bruce | East | Essa | Niagara | Northeast | Northwest | Ottawa | Southwest | Toronto | West | Ontario
2025-07-06 23:00 | 9.3649 | 161.2416 | 169.8235 | 93.0922 | 195.6013 | 55.2279 | 180.5973 | 526.8294 | 1002.2996 | 291.97 | 2686.0477
2025-07-13 23:00 | 9.5982 | 173.391 | 183.2583 | 102.7411 | 176.772 | 50.7701 | 169.7771 | 549.8628 | 1067.2731 | 311.0385 | 2794.4823
2025-07-20 23:00 | 10.4697 | 174.0401 | 186.7508 | 106.1546 | 178.9404 | 52.5791 | 177.5254 | 573.4808 | 1083.9704 | 322.9477 | 2866.8588
2025-07-27 23:00 | 10.2337 | 165.9028 | 180.9354 | 101.8396 | 183.4693 | 53.9634 | 177.2936 | 565.0022 | 1016.0216 | 320.3862 | 2775.0479
2025-08-03 23:00 | 10.6424 | 167.486 | 176.75 | 102.953 | 195.8602 | 56.3362 | 171.9259 | 578.3475 | 1048.1998 | 325.0365 | 2833.5376
2025-08-10 23:00 | 10.2881 | 168.3967 | 178.7145 | 106.6802 | 183.874 | 53.2992 | 170.9886 | 580.0214 | 1011.9279 | 330.8699 | 2795.0605
2025-08-17 23:00 | 10.5468 | 165.3129 | 174.797 | 103.862 | 182.8271 | 50.9834 | 172.9091 | 559.2341 | 1042.7014 | 319.8626 | 2783.0365
2025-08-24 23:00 | 11.0736 | 168.2629 | 179.6097 | 98.329 | 189.1336 | 54.1769 | 181.353 | 532.0208 | 1034.6076 | 304.7457 | 2753.313
2025-08-31 23:00 | 10.8164 | 163.784 | 176.1454 | 102.3453 | 191.2285 | 55.1217 | 162.9051 | 561.7264 | 1025.2026 | 318.0763 | 2767.3518
2025-09-07 23:00 | 10.3586 | 157.5079 | 165.3277 | 93.7665 | 182.8458 | 51.2121 | 159.969 | 507.4443 | 970.0875 | 282.1655 | 2580.6848
2025-09-14 23:00 | 9.6962 | 152.7911 | 164.5356 | 90.6376 | 189.6745 | 52.524 | 167.3422 | 510.7023 | 974.8823 | 286.4491 | 2599.235
2025-09-21 23:00 | 9.5694 | 147.5 | 160.691 | 90.0877 | 189.3898 | 54.3654 | 154.3881 | 515.4279 | 940.1807 | 285.4055 | 2547.0056
2025-09-28 23:00 | 9.3187 | 146.962 | 159.5065 | 88.4249 | 189.513 | 54.6323 | 151.7425 | 509.0884 | 926.5176 | 277.6236 | 2513.3294
2025-10-05 23:00 | 9.4116 | 150.7687 | 157.6817 | 85.4305 | 196.9119 | 55.0596 | 158.138 | 492.0246 | 928.5623 | 270.0646 | 2504.0535
2025-10-12 23:00 | 9.9751 | 159.5949 | 169.5237 | 81.0648 | 201.891 | 58.3564 | 155.0658 | 474.563 | 912.6379 | 266.2857 | 2488.9582
2025-10-19 23:00 | 10.2735 | 163.1754 | 171.5925 | 78.8934 | 203.4382 | 61.3087 | 155.3356 | 476.7677 | 887.0924 | 260.8536 | 2468.7309
2025-10-26 23:00 | 9.9081 | 161.0322 | 167.0162 | 85.3528 | 197.8637 | 60.2279 | 156.2238 | 496.4667 | 925.4746 | 282.5656 | 2542.1316
2025-11-02 23:00 | 10.1646 | 161.4743 | 165.7239 | 83.8266 | 204.8568 | 62.5334 | 157.8497 | 499.2098 | 919.7355 | 282.6987 | 2548.0732
2025-11-09 23:00 | 10.5416 | 176.1066 | 178.6432 | 82.4631 | 216.2344 | 68.0368 | 168.6333 | 494.9112 | 939.8612 | 286.2781 | 2621.7094
2025-11-16 23:00 | 10.5747 | 183.7774 | 185.5794 | 88.0488 | 220.3638 | 71.0282 | 173.272 | 509.4165 | 957.5365 | 295.4397 | 2695.037
2025-11-23 23:00 | 11.2107 | 187.5695 | 187.4275 | 84.9407 | 223.3952 | 70.4667 | 175.0314 | 513.2366 | 983.0602 | 290.2358 | 2726.5744
2025-11-30 23:00 | 11.1002 | 194.7807 | 196.7249 | 90.3681 | 230.0295 | 76.2805 | 175.6319 | 519.9712 | 981.8611 | 300.7416 | 2777.4897
2025-12-07 23:00 | 12.5698 | 202.4925 | 202.2422 | 97.1707 | 240.8952 | 76.2866 | 185.4256 | 544.9286 | 1024.509 | 322.2059 | 2908.7261
2025-12-14 23:00 | 12.9458 | 203.11 | 205.2527 | 95.6798 | 232.6469 | 75.227 | 183.6586 | 543.8027 | 1013.2278 | 310.5921 | 2876.1436
2025-12-21 23:00 | 12.2682 | 210.0689 | 211.1272 | 94.2549 | 240.1713 | 74.8243 | 193.5899 | 537.3546 | 1037.3766 | 311.3767 | 2922.4126
2025-12-28 23:00 | 12.9742 | 209.7069 | 208.1545 | 92.9055 | 237.6695 | 75.9915 | 190.9004 | 513.3207 | 959.0656 | 297.7844 | 2798.4731
2026-01-04 23:00 | 12.0154 | 207.2995 | 210.8818 | 96.613 | 235.8535 | 72.3882 | 193.8174 | 536.17 | 988.9681 | 299.5684 | 2853.5751
2026-01-11 23:00 | 12.8832 | 211.4814 | 213.1888 | 104.6336 | 241.2085 | 72.2066 | 199.0154 | 592.9758 | 1063.5706 | 318.201 | 3029.365
2026-01-18 23:00 | 13.0951 | 214.0533 | 214.31 | 107.4041 | 242.9841 | 70.5997 | 205.4211 | 589.2829 | 1072.817 | 324.454 | 3054.4213
2026-01-25 23:00 | 13.3883 | 216.6564 | 220.9652 | 106.8004 | 249.7403 | 74.4626 | 202.8795 | 597.4654 | 1084.2866 | 311.372 | 3078.0168
2026-02-01 23:00 | 13.6381 | 216.7709 | 218.8378 | 107.1911 | 246.2203 | 71.6029 | 203.5303 | 592.5655 | 1080.5733 | 317.7233 | 3068.6535
2026-02-08 23:00 | 13.5075 | 208.9745 | 213.9012 | 103.6027 | 251.4842 | 73.0542 | 203.6656 | 587.6835 | 1055.9397 | 315.2073 | 3027.0205
2026-02-15 23:00 | 13.8569 | 204.2649 | 210.8427 | 106.897 | 244.186 | 65.9299 | 204.2167 | 579.8248 | 1069.4514 | 314.2309 | 3013.7012
2026-02-22 23:00 | 14.2148 | 205.1837 | 212.3653 | 102.425 | 247.7555 | 69.7461 | 197.2425 | 570.9751 | 1044.2858 | 298.9747 | 2963.1684
2026-03-01 23:00 | 13.5982 | 197.772 | 208.6651 | 102.1463 | 247.3858 | 69.7552 | 197.8873 | 571.878 | 1051.3372 | 299.059 | 2959.4843
2026-03-08 23:00 | 13.6928 | 187.1814 | 196.9115 | 97.7851 | 239.2871 | 64.9175 | 188.6308 | 573.464 | 1025.6384 | 304.0936 | 2891.6022
2026-03-15 23:00 | 13.8495 | 189.9111 | 198.7351 | 95.7784 | 246.1625 | 68.27 | 186.5597 | 552.1918 | 997.1485 | 288.9998 | 2837.6064
2026-03-22 23:00 | 13.3633 | 179.443 | 191.8899 | 92.719 | 241.4091 | 64.3994 | 177.8287 | 546.7768 | 994.938 | 279.9737 | 2782.7409
2026-03-29 23:00 | 13.8718 | 169.6914 | 180.7895 | 93.3705 | 227.493 | 61.4575 | 172.6713 | 550.5856 | 974.5794 | 287.289 | 2731.7991
2026-04-05 23:00 | 12.5387 | 161.8031 | 171.3714 | 89.1682 | 227.3084 | 58.9908 | 167.6001 | 525.0783 | 954.2317 | 272.595 | 2640.6857
2026-04-12 23:00 | 12.3708 | 161.722 | 169.2454 | 88.6227 | 218.4391 | 57.7926 | 165.4162 | 520.6788 | 947.9266 | 269.6085 | 2611.8227
2026-04-19 23:00 | 12.289 | 154.2173 | 163.1866 | 85.6173 | 213.8835 | 57.8176 | 159.2788 | 514.7692 | 939.7105 | 266.515 | 2567.2848
2026-04-26 23:00 | 12.4558 | 157.6678 | 165.8505 | 82.9993 | 212.0943 | 56.6119 | 159.9981 | 497.8043 | 928.6906 | 265.1547 | 2539.3274
2026-05-03 23:00 | 10.4071 | 138.4377 | 146.1808 | 86.6909 | 201.8061 | 56.6136 | 160.6206 | 514.6946 | 946.4532 | 261.0254 | 2522.93
2026-05-10 23:00 | 11.937 | 144.0304 | 151.7536 | 83.9143 | 202.8542 | 55.5074 | 156.2032 | 503.5614 | 926.5154 | 275.5108 | 2511.7878
2026-05-17 23:00 | 11.8951 | 143.9201 | 154.6261 | 85.157 | 205.3298 | 55.1352 | 155.7253 | 501.0381 | 932.1546 | 259.9179 | 2504.8991
2026-05-24 23:00 | 11.7218 | 146.4888 | 154.5282 | 84.0493 | 198.1796 | 51.2391 | 151.5132 | 498.4792 | 899.7924 | 276.8131 | 2472.8046
2026-05-31 23:00 | 10.0631 | 141.7194 | 149.8324 | 90.5986 | 188.0247 | 49.6478 | 164.8244 | 516.0488 | 960.8078 | 278.6435 | 2550.2105
2026-06-07 23:00 | 10.7545 | 147.594 | 155.0369 | 94.6573 | 188.5274 | 50.5042 | 149.902 | 553.3941 | 990.1404 | 303.9053 | 2644.4162
2026-06-14 23:00 | 10.1191 | 153.9896 | 163.9874 | 96.0969 | 192.1837 | 50.2788 | 167.4474 | 541.7364 | 1012.4245 | 293.7214 | 2681.9853
2026-06-21 23:00 | 10.2445 | 160.0226 | 170.3107 | 100.3061 | 194.864 | 51.5986 | 186.4679 | 557.9787 | 1038.4783 | 306.3461 | 2776.6176
2026-06-28 23:00 | 10.1621 | 165.0124 | 173.7682 | 106.4841 | 188.8408 | 49.9196 | 187.4027 | 574.9244 | 1090.097 | 317.0261 | 2863.6375
2026-07-05 23:00 | 10.3839 | 169.7233 | 177.0602 | 98.013 | 209.8252 | 53.0087 | 183.2924 | 558.5223 | 1064.3805 | 303.012 | 2827.2216
2026-07-12 23:00 | 10.4346 | 174.3257 | 184.3575 | 106.3259 | 207.1727 | 52.4383 | 194.8607 | 588.4808 | 1086.8224 | 326.4912 | 2931.7097
2026-07-19 23:00 | 10.0545 | 174.0586 | 187.9851 | 109.6417 | 199.6392 | 52.9331 | 192.5594 | 594.0523 | 1126.8579 | 318.927 | 2966.7088
2026-07-26 23:00 | 10.9811 | 170.8435 | 180.0252 | 110.5711 | 204.7698 | 54.723 | 189.9966 | 600.164 | 1118.7821 | 335.9068 | 2976.7632
2026-08-02 23:00 | 11.0163 | 169.7474 | 178.3414 | 111.1006 | 200.6379 | 52.5652 | 172.969 | 614.816 | 1098.5494 | 344.9366 | 2954.6798
2026-08-09 23:00 | 11.2628 | 181.6018 | 191.5982 | 108.3353 | 199.3058 | 50.6006 | 186.4076 | 567.055 | 1092.2983 | 326.0235 | 2914.4889
2026-08-16 23:00 | 11.0242 | 171.5077 | 181.6419 | 108.8677 | 199.0665 | 50.2322 | 183.1167 | 582.8609 | 1099.0242 | 318.9157 | 2906.2577
2026-08-23 23:00 | 10.819 | 166.58 | 176.5931 | 109.4826 | 203.4443 | 52.0347 | 170.931 | 595.4314 | 1079.3112 | 329.0134 | 2893.6407
2026-08-30 23:00 | 12.0816 | 167.8475 | 177.195 | 103.7211 | 213.298 | 54.0562 | 174.4939 | 577.7031 | 1061.5876 | 315.9338 | 2857.9177
2026-09-06 23:00 | 11.2478 | 163.1894 | 168.1061 | 101.6584 | 199.1347 | 50.7866 | 162.4203 | 568.6485 | 1043.1973 | 320.3397 | 2788.7288
2026-09-13 23:00 | 10.3935 | 151.9631 | 162.9123 | 97.8369 | 202.1894 | 50.578 | 163.1043 | 535.9887 | 983.5017 | 294.7276 | 2653.1956
2026-09-20 23:00 | 10.9961 | 160.8346 | 164.704 | 92.6247 | 200.3932 | 50.8301 | 163.2726 | 524.544 | 980.5099 | 290.6728 | 2639.382
2026-09-27 23:00 | 10.1281 | 157.1799 | 160.7658 | 91.8573 | 201.6235 | 52.2619 | 157.7961 | 525.7809 | 944.0889 | 290.7611 | 2592.2435
2026-10-04 23:00 | 9.4792 | 151.3503 | 158.1221 | 93.1386 | 199.4751 | 50.0872 | 151.9987 | 521.4701 | 942.5521 | 298.2548 | 2575.9282
2026-10-11 23:00 | 10.4955 | 159.3834 | 164.2002 | 88.1676 | 205.7013 | 54.5604 | 162.0421 | 500.2897 | 936.3306 | 277.1738 | 2558.3445
2026-10-18 23:00 | 9.4626 | 154.9862 | 162.2667 | 84.0582 | 212.6103 | 56.2935 | 159.6839 | 493.4908 | 924.0094 | 273.2365 | 2530.0981
2026-10-25 23:00 | 10.1744 | 162.3055 | 171.3579 | 86.7312 | 213.2326 | 57.6514 | 162.0267 | 510.9976 | 943.7076 | 274.5569 | 2592.7418
2026-11-01 23:00 | 10.1633 | 162.2939 | 168.2051 | 88.5646 | 211.9643 | 61.8718 | 160.265 | 522.1419 | 958.5676 | 291.5383 | 2635.5759
2026-11-08 23:00 | 10.2008 | 171.3331 | 172.8411 | 87.9937 | 221.2344 | 62.4479 | 168.5302 | 511.9144 | 970.3742 | 290.1697 | 2667.0397
2026-11-15 23:00 | 10.8023 | 179.4113 | 184.1996 | 89.1402 | 226.3176 | 67.8792 | 173 | 526.0931 | 978.3951 | 292.9743 | 2728.2128
2026-11-22 23:00 | 11.1264 | 185.962 | 185.9003 | 92.8911 | 230.9946 | 67.4487 | 179.1418 | 533.4566 | 1002.0434 | 305.4038 | 2794.3687
2026-11-29 23:00 | 10.9006 | 191.2061 | 191.0092 | 98.1548 | 237.3848 | 68.293 | 182.351 | 540.9962 | 1031.2068 | 311.2065 | 2862.7091
2026-12-06 23:00 | 12.7601 | 199.0982 | 198.6597 | 99.8754 | 243.6516 | 70.2014 | 188.7073 | 558.3496 | 1038.2353 | 312.322 | 2921.8605
2026-12-13 23:00 | 12.8748 | 206.969 | 207.5571 | 98.3655 | 247.3552 | 76.2325 | 189.5235 | 561.3396 | 1041.2225 | 315.3933 | 2956.8331
2026-12-20 23:00 | 13.1071 | 209.1733 | 206.0221 | 103.164 | 243.7907 | 71.7103 | 199.322 | 561.1129 | 1047.1014 | 322.9396 | 2977.4434
2026-12-27 23:00 | 12.432 | 208.9975 | 207.0187 | 97.1111 | 248.5512 | 74.0653 | 197.8631 | 526.583 | 986.846 | 307.6574 | 2867.1252
2027-01-03 23:00 | 12.0753 | 203.587 | 204.8027 | 95.6035 | 246.7475 | 73.2326 | 191.1584 | 543.8185 | 993.4737 | 310.9209 | 2875.4199
Back to main menu

## Table 3.1.3 Planned
Back to main menu
Table 3.1.3 Planned: Weekly Energy Demand by Zone
Weeky Normal Energy (GWh)
Week Ending | Bruce | East | Essa | Niagara | Northeast | Northwest | Ottawa | Southwest | Toronto | West | Ontario
2025-07-06 23:00 | 9.4684 | 166.1515 | 177.917 | 94.7597 | 188.3744 | 53.2869 | 182.3272 | 525.2334 | 991.7629 | 297.8244 | 2687.1058
2025-07-13 23:00 | 9.5983 | 173.3924 | 183.2598 | 102.8011 | 177.032 | 50.7705 | 169.7798 | 549.8841 | 1067.36 | 311.0769 | 2794.9548
2025-07-20 23:00 | 10.4697 | 174.0412 | 186.752 | 106.2151 | 179.1924 | 52.5794 | 177.5278 | 573.5013 | 1084.0562 | 322.9867 | 2867.3219
2025-07-27 23:00 | 10.2337 | 165.9025 | 180.9351 | 101.9038 | 183.7498 | 53.9633 | 177.2945 | 565.017 | 1016.1027 | 320.4235 | 2775.5258
2025-08-03 23:00 | 10.5249 | 170.3519 | 183.2071 | 103.8284 | 183.2464 | 53.7773 | 176.756 | 564.5574 | 1071.3757 | 321.2647 | 2838.8899
2025-08-10 23:00 | 10.2886 | 168.4049 | 178.7231 | 106.7509 | 184.1403 | 53.3018 | 170.9983 | 583.2403 | 1020.1191 | 330.926 | 2806.8934
2025-08-17 23:00 | 10.5486 | 165.3403 | 174.8261 | 103.9418 | 183.1202 | 50.9918 | 172.9392 | 562.4293 | 1050.7898 | 319.9547 | 2794.8818
2025-08-24 23:00 | 11.0751 | 168.2856 | 179.6339 | 98.4064 | 189.4325 | 54.1842 | 181.3788 | 535.2188 | 1042.7257 | 304.8258 | 2765.1668
2025-08-31 23:00 | 10.8165 | 163.7851 | 176.1466 | 102.4092 | 191.496 | 55.1221 | 162.9076 | 564.9519 | 1033.433 | 318.1189 | 2779.1869
2025-09-07 23:00 | 10.3587 | 157.5088 | 165.3287 | 93.8408 | 183.1124 | 51.2124 | 159.9714 | 507.5293 | 971.9189 | 282.2067 | 2582.988
2025-09-14 23:00 | 9.6964 | 152.7946 | 164.5394 | 90.7093 | 189.9598 | 52.5252 | 167.3479 | 510.7988 | 976.6953 | 286.494 | 2601.5608
2025-09-21 23:00 | 9.5694 | 147.4995 | 160.6904 | 90.1586 | 189.6681 | 54.3652 | 154.3896 | 515.5159 | 942.0225 | 285.4438 | 2549.3229
2025-09-28 23:00 | 9.3187 | 146.9623 | 159.5068 | 88.4959 | 189.8018 | 54.6323 | 151.7446 | 509.1762 | 928.3536 | 277.6635 | 2515.6557
2025-10-05 23:00 | 9.4117 | 150.7697 | 157.6828 | 85.5029 | 197.2491 | 55.06 | 158.1405 | 492.1095 | 930.3933 | 270.1082 | 2506.4275
2025-10-12 23:00 | 9.9751 | 159.5954 | 169.5242 | 81.1368 | 202.2202 | 58.3565 | 155.0678 | 474.6468 | 914.4727 | 266.3304 | 2491.326
2025-10-19 23:00 | 10.2737 | 163.1786 | 171.5959 | 78.9654 | 203.7507 | 61.3099 | 155.34 | 476.8558 | 888.9097 | 260.9014 | 2471.0811
2025-10-26 23:00 | 9.9082 | 161.0334 | 167.0174 | 85.4221 | 198.1717 | 60.2283 | 156.2263 | 496.5495 | 927.3046 | 282.6124 | 2544.4737
2025-11-02 23:00 | 10.1646 | 161.4733 | 165.7229 | 83.8948 | 205.1819 | 62.533 | 157.8501 | 499.2876 | 921.58 | 282.7423 | 2550.4304
2025-11-09 23:00 | 10.5417 | 176.1077 | 178.6444 | 82.5368 | 216.5654 | 68.0373 | 168.6358 | 494.9948 | 941.6915 | 286.3261 | 2624.0815
2025-11-16 23:00 | 10.5748 | 183.7801 | 185.582 | 88.1263 | 220.7005 | 71.0292 | 173.2759 | 509.504 | 959.3579 | 295.4883 | 2697.4191
2025-11-23 23:00 | 11.2107 | 187.5688 | 187.4268 | 85.0216 | 223.7423 | 70.4665 | 175.0319 | 513.312 | 984.9021 | 290.2807 | 2728.9634
2025-11-30 23:00 | 11.1002 | 194.7814 | 196.7256 | 90.4489 | 230.3792 | 76.2808 | 175.6337 | 520.051 | 983.695 | 300.7883 | 2779.884
2025-12-07 23:00 | 12.5696 | 202.4897 | 202.2394 | 97.2531 | 241.2665 | 76.2855 | 185.4243 | 545.0028 | 1026.3634 | 322.2432 | 2911.1374
2025-12-14 23:00 | 12.9459 | 203.1117 | 205.2544 | 95.7596 | 232.9835 | 75.2277 | 183.6616 | 543.8876 | 1015.0558 | 310.635 | 2878.5228
2025-12-21 23:00 | 12.268 | 210.0659 | 211.1242 | 94.3365 | 240.501 | 74.8232 | 193.5885 | 537.429 | 1039.232 | 311.4135 | 2924.7819
2025-12-28 23:00 | 12.9745 | 209.7119 | 208.1594 | 92.9884 | 237.9656 | 75.9933 | 190.9063 | 513.4116 | 960.8742 | 297.835 | 2800.8203
2026-01-04 23:00 | 11.6674 | 204.3806 | 208.2105 | 96.4769 | 246.0168 | 76.3415 | 191.1149 | 536.8061 | 987.0514 | 299.7708 | 2857.837
2026-01-11 23:00 | 12.883 | 211.4783 | 213.1856 | 104.7561 | 241.5774 | 72.2055 | 199.0145 | 593.0797 | 1068.5266 | 318.3164 | 3035.0232
2026-01-18 23:00 | 13.0948 | 214.0481 | 214.3049 | 107.524 | 243.3362 | 70.598 | 205.418 | 589.3809 | 1077.7876 | 324.5768 | 3060.0694
2026-01-25 23:00 | 13.3881 | 216.6525 | 220.9612 | 106.9229 | 250.1017 | 74.4612 | 202.8778 | 597.5672 | 1089.2481 | 311.4904 | 3083.6712
2026-02-01 23:00 | 13.638 | 216.7691 | 218.8361 | 107.3107 | 246.5741 | 71.6023 | 203.5306 | 592.6726 | 1085.5185 | 317.852 | 3074.3039
2026-02-08 23:00 | 13.5072 | 208.969 | 213.8956 | 103.718 | 251.837 | 73.0523 | 203.6624 | 587.7818 | 1060.9138 | 315.332 | 3032.6691
2026-02-15 23:00 | 13.8564 | 204.2582 | 210.8358 | 107.0186 | 244.54 | 65.9278 | 204.2125 | 579.9224 | 1074.4345 | 314.3508 | 3019.3571
2026-02-22 23:00 | 14.2152 | 205.1895 | 212.3713 | 102.5567 | 248.1126 | 69.748 | 197.2504 | 571.1035 | 1049.1744 | 299.1108 | 2968.8326
2026-03-01 23:00 | 13.5981 | 197.7708 | 208.6638 | 102.2706 | 247.7339 | 69.7548 | 197.8885 | 571.9888 | 1056.2792 | 299.183 | 2965.1314
2026-03-08 23:00 | 13.6926 | 187.1791 | 196.909 | 97.8871 | 239.6486 | 64.9167 | 188.6302 | 573.5678 | 1030.5898 | 304.2144 | 2897.2353
2026-03-15 23:00 | 13.8501 | 189.9191 | 198.7434 | 95.888 | 246.5216 | 68.2729 | 186.5694 | 552.324 | 1002.0188 | 289.1347 | 2843.242
2026-03-22 23:00 | 13.3634 | 179.4437 | 191.8906 | 92.8193 | 241.7907 | 64.3997 | 177.8317 | 546.8921 | 999.8649 | 280.1019 | 2788.398
2026-03-29 23:00 | 13.8723 | 169.6972 | 180.7957 | 93.473 | 227.8549 | 61.4596 | 172.6796 | 550.7166 | 979.4632 | 287.4231 | 2737.4351
2026-04-05 23:00 | 12.5383 | 161.7989 | 171.367 | 89.2682 | 227.6651 | 58.9893 | 167.5983 | 525.1808 | 959.1984 | 272.748 | 2646.3523
2026-04-12 23:00 | 12.371 | 161.7245 | 169.2481 | 88.723 | 218.7561 | 57.7935 | 165.4216 | 520.8029 | 952.8379 | 269.7569 | 2617.4354
2026-04-19 23:00 | 12.289 | 154.2171 | 163.1864 | 85.7185 | 214.2067 | 57.8175 | 159.2813 | 514.8848 | 944.6446 | 266.6595 | 2572.9053
2026-04-26 23:00 | 12.4563 | 157.6741 | 165.8571 | 83.1071 | 212.4226 | 56.6142 | 160.007 | 497.9377 | 933.5714 | 265.3052 | 2544.9527
2026-05-03 23:00 | 10.4066 | 138.4308 | 146.1734 | 86.7824 | 202.1545 | 56.6107 | 160.6151 | 514.798 | 952.0141 | 261.157 | 2529.1425
2026-05-10 23:00 | 11.9369 | 144.0288 | 151.7519 | 84.0119 | 203.2457 | 55.5068 | 156.204 | 503.6978 | 932.7773 | 275.6466 | 2518.8077
2026-05-17 23:00 | 11.8949 | 143.917 | 154.6228 | 85.2551 | 205.7237 | 55.134 | 155.7244 | 501.1689 | 938.4303 | 260.0469 | 2511.9178
2026-05-24 23:00 | 11.7218 | 146.4887 | 154.5281 | 84.1488 | 198.5374 | 51.239 | 151.5156 | 498.6197 | 906.0412 | 276.9487 | 2479.7889
2026-05-31 23:00 | 10.0644 | 141.7371 | 149.8512 | 90.7078 | 188.397 | 49.654 | 164.8477 | 516.2496 | 966.8909 | 278.8106 | 2557.2102
2026-06-07 23:00 | 10.7545 | 147.5945 | 155.0375 | 94.7587 | 188.8996 | 50.5044 | 149.9051 | 553.5372 | 996.3834 | 304.0483 | 2651.4232
2026-06-14 23:00 | 10.545 | 149.1214 | 159.6769 | 96.7977 | 193.0975 | 50.9667 | 166.7543 | 547.8477 | 1008.8818 | 305.3105 | 2688.9994
2026-06-21 23:00 | 10.2449 | 160.0277 | 170.3162 | 100.4017 | 195.2392 | 51.6003 | 186.4766 | 558.1378 | 1044.6798 | 306.5017 | 2783.6258
2026-06-28 23:00 | 10.1636 | 165.036 | 173.793 | 106.5922 | 189.2304 | 49.9268 | 187.4321 | 575.1417 | 1096.1364 | 317.2085 | 2870.6606
2026-07-05 23:00 | 10.3822 | 169.6963 | 177.032 | 98.0977 | 210.1802 | 53.0003 | 183.2662 | 558.5861 | 1070.861 | 303.1146 | 2834.2166
2026-07-12 23:00 | 10.4338 | 174.3124 | 184.3433 | 106.4186 | 207.5462 | 52.4343 | 194.8485 | 588.583 | 1093.1864 | 326.6133 | 2938.7198
2026-07-19 23:00 | 10.0545 | 174.0581 | 187.9846 | 109.7395 | 200.0011 | 52.933 | 192.5616 | 594.1936 | 1133.1099 | 319.072 | 2973.7078
2026-07-26 23:00 | 10.9805 | 170.8337 | 180.0149 | 110.6673 | 205.153 | 54.7199 | 189.9881 | 600.2737 | 1125.1172 | 336.0328 | 2983.7812
2026-08-02 23:00 | 11.0155 | 169.7355 | 178.3289 | 111.1997 | 201.0047 | 52.5615 | 172.9596 | 614.9198 | 1104.9052 | 345.0608 | 2961.6913
2026-08-09 23:00 | 11.2629 | 181.6025 | 191.5989 | 108.4397 | 199.641 | 50.6008 | 186.4111 | 567.1999 | 1098.5405 | 326.1739 | 2921.4711
2026-08-16 23:00 | 11.0246 | 171.5139 | 181.6485 | 108.9723 | 199.4204 | 50.234 | 183.1262 | 583.0234 | 1105.2175 | 319.0747 | 2913.2556
2026-08-23 23:00 | 10.8187 | 166.5756 | 176.5884 | 109.5848 | 203.8055 | 52.0333 | 170.9292 | 595.5597 | 1085.5993 | 329.1552 | 2900.6497
2026-08-30 23:00 | 12.0802 | 167.8282 | 177.1746 | 103.8132 | 213.6326 | 54.05 | 174.4767 | 577.7855 | 1068.0071 | 316.054 | 2864.9021
2026-09-06 23:00 | 11.2477 | 163.1873 | 168.104 | 101.7673 | 199.478 | 50.786 | 162.4212 | 568.786 | 1049.4635 | 320.485 | 2795.7258
2026-09-13 23:00 | 10.3932 | 151.9587 | 162.9077 | 97.9434 | 202.5583 | 50.5766 | 163.1034 | 536.1244 | 989.7888 | 294.8686 | 2660.223
2026-09-20 23:00 | 10.9961 | 160.8351 | 164.7046 | 92.732 | 200.7514 | 50.8303 | 163.2773 | 524.6972 | 986.7528 | 290.8205 | 2646.3973
2026-09-27 23:00 | 10.1282 | 157.1816 | 160.7676 | 91.9654 | 201.9959 | 52.2625 | 157.8015 | 525.9354 | 950.3217 | 290.9118 | 2599.2716
2026-10-04 23:00 | 9.4794 | 151.3543 | 158.1263 | 93.2493 | 199.871 | 50.0885 | 152.0057 | 521.6271 | 948.7644 | 298.4002 | 2582.9663
2026-10-11 23:00 | 10.496 | 159.3915 | 164.2085 | 88.279 | 206.0758 | 54.5631 | 162.0534 | 500.4574 | 942.5101 | 277.3214 | 2565.3562
2026-10-18 23:00 | 9.462 | 154.9767 | 162.2567 | 84.1643 | 212.9595 | 56.2901 | 159.6769 | 493.6063 | 930.3397 | 273.3571 | 2537.0891
2026-10-25 23:00 | 10.1742 | 162.3026 | 171.3549 | 86.8349 | 213.5789 | 57.6503 | 162.0265 | 511.1315 | 949.9797 | 274.6919 | 2599.7255
2026-11-01 23:00 | 10.1629 | 162.2879 | 168.1989 | 88.666 | 212.3264 | 61.8694 | 160.2617 | 522.2672 | 964.8673 | 291.6677 | 2642.5755
2026-11-08 23:00 | 10.2005 | 171.3272 | 172.8352 | 88.1036 | 221.6052 | 62.4458 | 168.5273 | 512.0419 | 976.6702 | 290.3077 | 2674.0644
2026-11-15 23:00 | 10.8028 | 179.4209 | 184.2094 | 89.2597 | 226.7027 | 67.8828 | 173.0121 | 526.2621 | 984.566 | 293.1292 | 2735.2477
2026-11-22 23:00 | 11.1263 | 185.9612 | 185.8995 | 93.0131 | 231.3842 | 67.4484 | 179.1432 | 533.5937 | 1008.2974 | 305.5469 | 2801.4141
2026-11-29 23:00 | 10.8998 | 191.1927 | 190.9959 | 98.2737 | 237.7739 | 68.2882 | 182.3407 | 541.1028 | 1037.5598 | 311.3328 | 2869.7603
2026-12-06 23:00 | 12.7602 | 199.0997 | 198.6612 | 100.0003 | 244.0663 | 70.2019 | 188.7115 | 558.4962 | 1044.4714 | 312.4554 | 2928.924
2026-12-13 23:00 | 12.8752 | 206.9743 | 207.5624 | 98.4874 | 247.7378 | 76.2345 | 189.5312 | 561.496 | 1047.4297 | 315.528 | 2963.8565
2026-12-20 23:00 | 13.1072 | 209.1748 | 206.0236 | 103.2876 | 244.1597 | 71.7109 | 199.3262 | 561.2596 | 1053.3374 | 323.0692 | 2984.4561
2026-12-27 23:00 | 12.4322 | 209 | 207.0212 | 97.2372 | 248.8887 | 74.0662 | 197.8683 | 526.7319 | 993.0751 | 307.8013 | 2874.1221
2027-01-03 23:00 | 12.0751 | 203.584 | 204.7997 | 95.7324 | 247.1569 | 73.2315 | 191.158 | 543.9522 | 999.7449 | 311.0264 | 2882.461
Back to main menu

## Table 3.2 Firm
Back to main menu
Table 3.2 Firm: Forecasted Seasonal Peaks
Season | Firm Normal Weather Peak (MW) | Firm Extreme Weather Peak (MW)
Summer 2025 | 23168.1551 | 25417.6659
Winter 2025-26 | 22310.8518 | 23145.6723
Summer 2026 | 23950.5829 | 26289.1596
Back to main menu

## Table 3.2 Planned
Back to main menu
Table 3.2 Planned: Forecasted Seasonal Peaks
Season | Planned Normal Weather Peak (MW) | Planned Extreme Weather Peak (MW)
Summer 2025 | 23171.0268 | 25420.609
Winter 2025-26 | 22344.6741 | 23179.2918
Summer 2026 | 23992.2133 | 26330.9631
Back to main menu

## Table 3.3
Back to main menu
Table 3.3: Large Step Load Impacts, Firm and Planned Demand
| Firm |  | Planned
Demand Forecast | Energy (GWh) | Peak (MW) | Energy (GWh) | Peak (MW)
Summer 2025 | 337.8706 | 190.2024 | 412.1228 | 193.4491
Winter 2025-26 | 648.0358 | 359.1985 | 706.1233 | 393.3707
Summer 2026 | 798.2842 | 406.0134 | 890.1214 | 448.4482
Back to main menu

## Table 3.4 Firm
Back to main menu
Table 3.4 Firm: Weekly Energy and Peak Demand Forecast
Week | Firm Normal Peak | Firm Extreme Peak | Load Forecast Uncertainty | Firm Normal Energy Demand
Week Ending | (MW) | (MW) | (MW) | (GWh)
2025-07-06 23:00 | 20868.851 | 24392.6201 | 1788.8459 | 2660.5961
2025-07-13 23:00 | 21510.969 | 25197.6606 | 1827.4051 | 2767.6813
2025-07-20 23:00 | 21757.4116 | 24877.9286 | 1713.9618 | 2840.4982
2025-07-27 23:00 | 21285.2696 | 24241.3606 | 1694.4931 | 2747.8824
2025-08-03 23:00 | 21435.1126 | 24332.4569 | 1645.9612 | 2806.0403
2025-08-10 23:00 | 21292.4714 | 24647.3219 | 1818.0533 | 2768.2148
2025-08-17 23:00 | 21145.4551 | 23945.3657 | 1562.1047 | 2755.6762
2025-08-24 23:00 | 20927.4103 | 23623.3386 | 1413.6427 | 2725.4671
2025-08-31 23:00 | 21200.2693 | 24000.9991 | 1492.3556 | 2740.6031
2025-09-07 23:00 | 19789.2492 | 23121.0258 | 1913.5047 | 2543.8984
2025-09-14 23:00 | 19809.1405 | 23778.4661 | 2029.7228 | 2561.5307
2025-09-21 23:00 | 18984.358 | 22472.2888 | 1668.1402 | 2509.7473
2025-09-28 23:00 | 18804.5525 | 21833.366 | 1312.4562 | 2475.6296
2025-10-05 23:00 | 18051.793 | 21157.8832 | 1245.9575 | 2464.1687
2025-10-12 23:00 | 17637.171 | 20299.7037 | 857.9743 | 2449.456
2025-10-19 23:00 | 17899.2442 | 19019.9279 | 568.7132 | 2430.075
2025-10-26 23:00 | 17985.9524 | 18788.5221 | 417.2865 | 2504.0188
2025-11-02 23:00 | 17896.708 | 18649.4266 | 406.7281 | 2509.3603
2025-11-09 23:00 | 18818.335 | 19757.7363 | 511.2313 | 2582.1676
2025-11-16 23:00 | 19640.8752 | 20853.454 | 643.1999 | 2654.8191
2025-11-23 23:00 | 19570.3015 | 20815.8934 | 621.8729 | 2685.8506
2025-11-30 23:00 | 19848.1177 | 20867.1731 | 556.1641 | 2736.5094
2025-12-07 23:00 | 20712.8237 | 21801.6454 | 576.6494 | 2867.4605
2025-12-14 23:00 | 20593.8702 | 21761.2313 | 638.1769 | 2836.531
2025-12-21 23:00 | 20821.1831 | 22014.7922 | 686.7483 | 2883.2026
2025-12-28 23:00 | 20173.9675 | 21692.0282 | 740.998 | 2760.2525
2026-01-04 23:00 | 20761.7851 | 22446.472 | 814.5984 | 2805.4039
2026-01-11 23:00 | 21527.2211 | 23073.0546 | 786.4326 | 2975.6972
2026-01-18 23:00 | 21501.6397 | 22937.8588 | 804.7026 | 3001.3153
2026-01-25 23:00 | 21669.1173 | 23068.1233 | 803.0128 | 3024.5265
2026-02-01 23:00 | 21615.6632 | 22855.4979 | 759.6793 | 3015.48
2026-02-08 23:00 | 21188.2142 | 22430.6812 | 680.2373 | 2974.1038
2026-02-15 23:00 | 21161.3793 | 22565.6171 | 703.7835 | 2960.2145
2026-02-22 23:00 | 20920.294 | 22542.3653 | 719.1405 | 2909.0256
2026-03-01 23:00 | 20834.7428 | 22246.8724 | 722.1549 | 2906.2541
2026-03-08 23:00 | 20282.4336 | 21658.0796 | 735.912 | 2839.1202
2026-03-15 23:00 | 19840.0287 | 21138.702 | 696.7197 | 2784.7836
2026-03-22 23:00 | 19426.1346 | 20483.031 | 579.2836 | 2729.2073
2026-03-29 23:00 | 18985.9753 | 20016.3984 | 578.9255 | 2679.2451
2026-04-05 23:00 | 18523.1786 | 19635.6015 | 588.4332 | 2586.7083
2026-04-12 23:00 | 18107.6676 | 19084.5975 | 542.6769 | 2560.5062
2026-04-19 23:00 | 17906.8305 | 19108.4944 | 623.3002 | 2515.5287
2026-04-26 23:00 | 17668.4936 | 18583.227 | 535.8962 | 2487.129
2026-05-03 23:00 | 17510.1053 | 18575.2779 | 551.415 | 2468.4764
2026-05-10 23:00 | 17493.4813 | 19568.5779 | 699.3073 | 2452.3041
2026-05-17 23:00 | 17773.5453 | 20392.469 | 960.2735 | 2445.4273
2026-05-24 23:00 | 18213.5662 | 21617.823 | 1446.429 | 2414.9654
2026-05-31 23:00 | 18660.6802 | 22377.8939 | 2170.456 | 2491.5156
2026-06-07 23:00 | 19443.6256 | 23511.047 | 2248.6003 | 2585.1092
2026-06-14 23:00 | 19921.6024 | 23621.1814 | 2169.4774 | 2622.4257
2026-06-21 23:00 | 21033.9995 | 24845.7529 | 1984.502 | 2717.5791
2026-06-28 23:00 | 21913.029 | 25009.2563 | 1693.7352 | 2803.6715
2026-07-05 23:00 | 21796.5282 | 25195.8361 | 1695.9638 | 2768.8027
2026-07-12 23:00 | 22406.0179 | 26000.9921 | 1775.4132 | 2872.4232
2026-07-19 23:00 | 22528.2989 | 25584.7841 | 1697.8201 | 2907.9433
2026-07-26 23:00 | 22560.4907 | 25391.7481 | 1646.5146 | 2916.9893
2026-08-02 23:00 | 22288.0925 | 25222.2551 | 1663.4221 | 2895.0972
2026-08-09 23:00 | 22037.8147 | 25305.7969 | 1743.1204 | 2856.378
2026-08-16 23:00 | 22052.8001 | 24903.1566 | 1585.1984 | 2847.474
2026-08-23 23:00 | 21877 | 24729.2698 | 1367.9656 | 2834.2522
2026-08-30 23:00 | 21704.5263 | 24275.7167 | 1385.0519 | 2799.903
2026-09-06 23:00 | 21299.9912 | 24412.3929 | 1741.0325 | 2729.885
2026-09-13 23:00 | 20031.5718 | 23905.4897 | 2037.2925 | 2592.9821
2026-09-20 23:00 | 19485.5469 | 23223.2652 | 1750.9524 | 2579.789
2026-09-27 23:00 | 18930.6149 | 22352.5497 | 1612.5742 | 2532.0252
2026-10-04 23:00 | 18833.9695 | 21840.0328 | 1213.8971 | 2515.3389
2026-10-11 23:00 | 18290.4803 | 20837.9762 | 837.859 | 2499.174
2026-10-18 23:00 | 18024.0711 | 19456.5025 | 569.0118 | 2471.9237
2026-10-25 23:00 | 18267.1529 | 19064.3355 | 405.4799 | 2535.0681
2026-11-01 23:00 | 18544.2371 | 19283.3121 | 406.7763 | 2577.2154
2026-11-08 23:00 | 18938.4292 | 19795.2796 | 478.482 | 2607.3405
2026-11-15 23:00 | 19478.6031 | 20632.1589 | 578.0151 | 2667.8264
2026-11-22 23:00 | 19957.784 | 21164.2378 | 608.6296 | 2733.2997
2026-11-29 23:00 | 20491.144 | 21606.1058 | 578.9131 | 2801.3611
2026-12-06 23:00 | 20749.477 | 21725.8965 | 541.5613 | 2860.3937
2026-12-13 23:00 | 21009.9461 | 22280.2736 | 626.0727 | 2897.4959
2026-12-20 23:00 | 21199.4782 | 22340.5259 | 649.655 | 2918.5429
2026-12-27 23:00 | 20572.5001 | 21973.5739 | 731.449 | 2808.9121
2027-01-03 23:00 | 20466.089 | 22141.8421 | 761.222 | 1608.5532
Back to main menu

## Table 3.4 Planned
Back to main menu
Table 3.4 Planned: Weekly Energy and Peak Demand Forecast
Week | Planned Normal Peak | Planned Extreme Peak | Load Forecast Uncertainty | Planned Normal Energy Demand
Week Ending | (MW) | (MW) | (MW) | (GWh)
2025-07-06 23:00 | 20875.1237 | 24395.376 | 1787.9704 | 2660.6402
2025-07-13 23:00 | 21513.8525 | 25200.5486 | 1827.9621 | 2767.701
2025-07-20 23:00 | 21761.2045 | 24880.6739 | 1714.071 | 2840.5175
2025-07-27 23:00 | 21287.653 | 24244.2313 | 1694.179 | 2747.9023
2025-08-03 23:00 | 21462.2704 | 24335.5199 | 1640.9243 | 2806.2633
2025-08-10 23:00 | 21362.3691 | 24717.7329 | 1817.4559 | 2768.7078
2025-08-17 23:00 | 21215.9209 | 24016.0122 | 1560.871 | 2756.1698
2025-08-24 23:00 | 20997.9953 | 23693.8068 | 1413.622 | 2725.961
2025-08-31 23:00 | 21271.1411 | 24071.3819 | 1492.0194 | 2741.0962
2025-09-07 23:00 | 19802.8948 | 23134.8913 | 1913.3512 | 2543.9944
2025-09-14 23:00 | 19822.674 | 23792.5051 | 2029.9273 | 2561.6276
2025-09-21 23:00 | 18998.1502 | 22486.1157 | 1668.2051 | 2509.8439
2025-09-28 23:00 | 18818.2864 | 21847.3219 | 1312.0275 | 2475.7265
2025-10-05 23:00 | 18066.1977 | 21172.1289 | 1245.9729 | 2464.2676
2025-10-12 23:00 | 17651.3028 | 20313.8829 | 857.4883 | 2449.5546
2025-10-19 23:00 | 17913.6282 | 19034.064 | 568.5494 | 2430.1729
2025-10-26 23:00 | 18000.1445 | 18802.4168 | 417.2216 | 2504.1164
2025-11-02 23:00 | 17910.989 | 18663.5587 | 406.3545 | 2509.4585
2025-11-09 23:00 | 18832.6013 | 19771.8793 | 510.9302 | 2582.2665
2025-11-16 23:00 | 19654.8131 | 20867.8192 | 643.3404 | 2654.9183
2025-11-23 23:00 | 19584.2218 | 20829.9897 | 622.0257 | 2685.9501
2025-11-30 23:00 | 19862.5697 | 20881.5792 | 556.0812 | 2736.6091
2025-12-07 23:00 | 20727.0313 | 21815.983 | 576.7969 | 2867.561
2025-12-14 23:00 | 20607.9066 | 21775.3883 | 638.2039 | 2836.6302
2025-12-21 23:00 | 20835.3313 | 22029.1808 | 686.4203 | 2883.3013
2025-12-28 23:00 | 20188.0944 | 21705.7762 | 740.9356 | 2760.3503
2026-01-04 23:00 | 20789.7096 | 22480.1341 | 815.9446 | 2805.5815
2026-01-11 23:00 | 21560.9197 | 23106.7869 | 787.1546 | 2975.933
2026-01-18 23:00 | 21535.3343 | 22971.4854 | 804.498 | 3001.5506
2026-01-25 23:00 | 21702.6728 | 23101.8911 | 803.2897 | 3024.7621
2026-02-01 23:00 | 21649.1721 | 22889.1146 | 759.9427 | 3015.7155
2026-02-08 23:00 | 21221.9433 | 22464.4377 | 680.4207 | 2974.3392
2026-02-15 23:00 | 21195.0952 | 22599.263 | 704.4955 | 2960.4502
2026-02-22 23:00 | 20954.2729 | 22576.1338 | 719.0487 | 2909.2616
2026-03-01 23:00 | 20868.5848 | 22280.4566 | 721.9636 | 2906.4894
2026-03-08 23:00 | 20316.1113 | 21691.7281 | 735.9522 | 2839.3549
2026-03-15 23:00 | 19873.4931 | 21172.2432 | 696.2583 | 2785.0184
2026-03-22 23:00 | 19460.1509 | 20516.5582 | 578.6764 | 2729.443
2026-03-29 23:00 | 19019.8702 | 20050.0092 | 578.7884 | 2679.4799
2026-04-05 23:00 | 18556.592 | 19669.6598 | 588.5628 | 2586.9444
2026-04-12 23:00 | 18141.482 | 19118.0207 | 542.3743 | 2560.7401
2026-04-19 23:00 | 17940.4877 | 19141.893 | 623.117 | 2515.7629
2026-04-26 23:00 | 17701.9478 | 18616.713 | 535.9501 | 2487.3634
2026-05-03 23:00 | 17543.7954 | 18608.9105 | 551.7089 | 2468.7352
2026-05-10 23:00 | 17534.9889 | 19610.382 | 699.0597 | 2452.5966
2026-05-17 23:00 | 17815.2001 | 20434.3013 | 959.4506 | 2445.7198
2026-05-24 23:00 | 18254.0802 | 21659.5646 | 1446.6193 | 2415.2564
2026-05-31 23:00 | 18701.6973 | 22419.4459 | 2169.9461 | 2491.8073
2026-06-07 23:00 | 19485.0856 | 23552.551 | 2249.1488 | 2585.4011
2026-06-14 23:00 | 19963.8758 | 23662.7557 | 2170.6643 | 2622.7179
2026-06-21 23:00 | 21075.5049 | 24887.4667 | 1983.9218 | 2717.8711
2026-06-28 23:00 | 21955.0621 | 25051.0252 | 1694.0511 | 2803.9642
2026-07-05 23:00 | 21837.2401 | 25237.5453 | 1695.4157 | 2769.0942
2026-07-12 23:00 | 22447.2553 | 26042.7548 | 1775.5547 | 2872.7153
2026-07-19 23:00 | 22570.6453 | 25626.4424 | 1697.3816 | 2908.2349
2026-07-26 23:00 | 22602.3204 | 25433.5533 | 1645.268 | 2917.2817
2026-08-02 23:00 | 22330.043 | 25263.8771 | 1663.5125 | 2895.3893
2026-08-09 23:00 | 22079.0515 | 25347.5603 | 1743.7398 | 2856.669
2026-08-16 23:00 | 22093.8848 | 24944.8376 | 1583.9901 | 2847.7656
2026-08-23 23:00 | 21918.9211 | 24771.1117 | 1367.6794 | 2834.5442
2026-08-30 23:00 | 21746.0387 | 24317.2303 | 1384.0982 | 2800.194
2026-09-06 23:00 | 21341.9675 | 24453.6147 | 1741.0486 | 2730.1765
2026-09-13 23:00 | 20074.1519 | 23947.5889 | 2035.6916 | 2593.2749
2026-09-20 23:00 | 19526.7727 | 23264.8108 | 1750.3794 | 2580.0813
2026-09-27 23:00 | 18972.2726 | 22394.297 | 1613.4782 | 2532.318
2026-10-04 23:00 | 18876.225 | 21881.9674 | 1214.0533 | 2515.6322
2026-10-11 23:00 | 18332.1751 | 20879.5398 | 837.7774 | 2499.4661
2026-10-18 23:00 | 18065.7776 | 19498.0652 | 569.1781 | 2472.215
2026-10-25 23:00 | 18308.781 | 19105.9429 | 405.5997 | 2535.3591
2026-11-01 23:00 | 18585.8236 | 19325.0798 | 406.8859 | 2577.5071
2026-11-08 23:00 | 18980.0946 | 19836.985 | 478.5726 | 2607.6332
2026-11-15 23:00 | 19520.6462 | 20674.0724 | 577.8626 | 2668.1195
2026-11-22 23:00 | 19999.7844 | 21206.0371 | 608.6614 | 2733.5933
2026-11-29 23:00 | 20532.9221 | 21648.0239 | 579.0687 | 2801.6549
2026-12-06 23:00 | 20791.5935 | 21767.9468 | 541.2405 | 2860.688
2026-12-13 23:00 | 21051.5918 | 22321.9 | 626.0495 | 2897.7886
2026-12-20 23:00 | 21241.0635 | 22382.5928 | 649.9155 | 2918.8351
2026-12-27 23:00 | 20614.2004 | 22014.8001 | 730.7488 | 2809.2036
2027-01-03 23:00 | 20508.5203 | 22183.3662 | 760.8778 | 1608.7209
Back to main menu

## Table 3.4.1
Back to main menu
Table 3.4.1: Weekly Weather and Demand History
Week Number | Week Ending | Actual Energy (GWh) | Weekly Average Temperature (°C) | Peak Day | Actual Peak (MW) | Peak Day Temperature (°C)
19 | 2003-05-11 | 2675.239 | 13.4714 | 2003-05-05 | 18741 | 13.1
20 | 2003-05-18 | 2632.509 | 11.8333 | 2003-05-12 | 18362 | 11.1
21 | 2003-05-25 | 2571.07 | 13.4762 | 2003-05-20 | 18599 | 15.7
22 | 2003-06-01 | 2649.124 | 15.0952 | 2003-05-29 | 18226 | 24.2
23 | 2003-06-08 | 2665.141 | 16.219 | 2003-06-04 | 18410 | 16.1
24 | 2003-06-15 | 2678.946 | 18.0381 | 2003-06-11 | 19042 | 24.6
25 | 2003-06-22 | 2742.722 | 19.4 | 2003-06-18 | 19935 | 22.6
26 | 2003-06-29 | 3084.92 | 25.8857 | 2003-06-26 | 24753 | 33.3
27 | 2003-07-06 | 2992.491 | 25.419 | 2003-07-04 | 23199 | 31.3
28 | 2003-07-13 | 2852.473 | 21.5524 | 2003-07-08 | 22167 | 28.6
29 | 2003-07-20 | 2847.944 | 21.2667 | 2003-07-14 | 21133 | 28
30 | 2003-07-27 | 2885.618 | 22.5905 | 2003-07-25 | 20868 | 28.7
31 | 2003-08-03 | 2897.737 | 22.3905 | 2003-07-30 | 21414 | 28.3
32 | 2003-08-10 | 3017.672 | 23.3 | 2003-08-07 | 22326 | 26.9
33 | 2003-08-17 | 2723.58 | 22.1 | 2003-08-14 | 23932 | 31
34 | 2003-08-24 | 2750.549 | 23.4048 | 2003-08-21 | 20709 | 31.7
35 | 2003-08-31 | 2853.562 | 21.7952 | 2003-08-26 | 21951 | 30
36 | 2003-09-07 | 2703.488 | 20.1095 | 2003-09-03 | 19841 | 23.2
37 | 2003-09-14 | 2870.007 | 20.7381 | 2003-09-11 | 20699 | 26.8
38 | 2003-09-21 | 2785.104 | 17.9857 | 2003-09-15 | 20233 | 19.6
39 | 2003-09-28 | 2698.174 | 15.6048 | 2003-09-22 | 19269 | 18.4
40 | 2003-10-05 | 2734.489 | 8.3905 | 2003-10-02 | 18929 | 9.4
41 | 2003-10-12 | 2696.531 | 15.3286 | 2003-10-09 | 18922 | 23.6
42 | 2003-10-19 | 2672.208 | 9.2952 | 2003-10-14 | 19092 | 16.2
43 | 2003-10-26 | 2799.532 | 7.4905 | 2003-10-23 | 19738 | 5.4
44 | 2003-11-02 | 2803.196 | 9.2762 | 2003-10-28 | 20426 | 9.7
45 | 2003-11-09 | 2900.177 | 4.019 | 2003-11-04 | 20899 | 4.7
46 | 2003-11-16 | 2927.031 | 4.5857 | 2003-11-13 | 21169 | 2
47 | 2003-11-23 | 2875.998 | 8.0048 | 2003-11-17 | 20954 | 5.3
48 | 2003-11-30 | 2975.154 | 4.1333 | 2003-11-24 | 21504 | 13.4
49 | 2003-12-07 | 2646.415 | -2.919 | 2003-12-02 | 22026 | -5.6
50 | 2003-12-14 | 3161.767 | -0.07619 | 2003-12-08 | 22584 | 1.4
51 | 2003-12-21 | 3602.808 | -0.2619 | 2003-12-15 | 22524 | 1.1
52 | 2003-12-28 | 2643.779 | 3.3333 | 2003-12-22 | 20772 | 5.9
1 | 2004-01-04 | 2717.783 | 4.4048 | 2003-12-30 | 19967 | 3
2 | 2004-01-11 | 3371.766 | -10.2286 | 2004-01-09 | 23998 | -18.3
3 | 2004-01-18 | 3441.886 | -10.7095 | 2004-01-15 | 24877 | -19.7
4 | 2004-01-25 | 3452.82 | -12.0905 | 2004-01-19 | 23728 | -8.7
5 | 2004-02-01 | 3428.432 | -8.3667 | 2004-01-26 | 24659 | -12.8
6 | 2004-02-08 | 3246.898 | -3.9905 | 2004-02-04 | 22494 | -3.9
7 | 2004-02-15 | 3235.171 | -4.1857 | 2004-02-09 | 22239 | 2.1
8 | 2004-02-22 | 3167.121 | -1.7619 | 2004-02-16 | 22792 | -5.7
9 | 2004-02-29 | 3050.511 | 0.28571 | 2004-02-23 | 21479 | -1.2
10 | 2004-03-07 | 2977.639 | 5.0048 | 2004-03-03 | 20620 | 5.8
11 | 2004-03-14 | 3038.073 | -0.10476 | 2004-03-08 | 21125 | 0.2
12 | 2004-03-21 | 3064.243 | -1.1333 | 2004-03-16 | 21476 | -3.1
13 | 2004-03-28 | 2933.927 | 5.9476 | 2004-03-22 | 21429 | -2.8
14 | 2004-04-04 | 2856.708 | 5.4857 | 2004-04-01 | 19881 | 5.2
15 | 2004-04-11 | 2757.816 | 4.5952 | 2004-04-05 | 19965 | 3.2
16 | 2004-04-18 | 2750.228 | 8.3476 | 2004-04-13 | 19339 | 4.2
17 | 2004-04-25 | 2704.802 | 10.5048 | 2004-04-21 | 18430 | 20
18 | 2004-05-02 | 2727.854 | 11.5095 | 2004-04-27 | 18771 | 5.8
19 | 2004-05-09 | 2708.043 | 9.719 | 2004-05-03 | 18664 | 8.3
20 | 2004-05-16 | 2745.619 | 18.7143 | 2004-05-13 | 20218 | 27.3
21 | 2004-05-23 | 2670.063 | 15.8571 | 2004-05-20 | 18943 | 23.6
22 | 2004-05-30 | 2605.734 | 14.3905 | 2004-05-25 | 18349 | 13.6
23 | 2004-06-06 | 2660.545 | 15.7048 | 2004-05-31 | 18508 | 13.2
24 | 2004-06-13 | 2887.122 | 20.4048 | 2004-06-09 | 23153 | 31.3
25 | 2004-06-20 | 2888.011 | 19.9476 | 2004-06-14 | 21752 | 27.3
26 | 2004-06-27 | 2761.454 | 18.481 | 2004-06-24 | 20108 | 25.8
27 | 2004-07-04 | 2745.2 | 20.8762 | 2004-06-30 | 19465 | 23.9
28 | 2004-07-11 | 2789.817 | 20.5143 | 2004-07-05 | 19911 | 20.8
29 | 2004-07-18 | 2908.264 | 22.6857 | 2004-07-12 | 22092 | 27.4
30 | 2004-07-25 | 2975.51 | 21.9143 | 2004-07-22 | 23831 | 30.1
31 | 2004-08-01 | 2924.264 | 21.5 | 2004-07-29 | 21709 | 26.7
32 | 2004-08-08 | 2841.852 | 20.7905 | 2004-08-03 | 23071 | 28.6
33 | 2004-08-15 | 2822.098 | 19.7857 | 2004-08-10 | 21120 | 26.5
34 | 2004-08-22 | 2802.037 | 19.7381 | 2004-08-18 | 20534 | 25.5
35 | 2004-08-29 | 3020.753 | 22.519 | 2004-08-27 | 22554 | 27.6
36 | 2004-09-05 | 2940.62 | 21.4238 | 2004-09-03 | 21395 | 28.4
37 | 2004-09-12 | 2839.863 | 20.6571 | 2004-09-07 | 21019 | 24.6
38 | 2004-09-19 | 2865.462 | 18.3095 | 2004-09-15 | 21740 | 25.8
39 | 2004-09-26 | 2885.929 | 20.4905 | 2004-09-23 | 21431 | 27.5
40 | 2004-10-03 | 2771.707 | 16.1 | 2004-09-27 | 19918 | 23.6
41 | 2004-10-10 | 2739.189 | 15.4238 | 2004-10-07 | 19509 | 26.8
42 | 2004-10-17 | 2707.201 | 10.481 | 2004-10-14 | 19253 | 13.4
43 | 2004-10-24 | 2819.211 | 8.4 | 2004-10-18 | 19704 | 8.8
44 | 2004-10-31 | 2793.89 | 11.381 | 2004-10-27 | 19492 | 11.4
45 | 2004-11-07 | 2855.622 | 7.7952 | 2004-11-04 | 20642 | 6.2
46 | 2004-11-14 | 2961.444 | 3.3857 | 2004-11-09 | 21076 | 1.4
47 | 2004-11-21 | 2880.44 | 8.8286 | 2004-11-15 | 20707 | 13.4
48 | 2004-11-28 | 3001.181 | 4.2905 | 2004-11-24 | 21769 | 3.4
49 | 2004-12-05 | 3085.202 | 2.0143 | 2004-12-03 | 22046 | -0.6
50 | 2004-12-12 | 3622.393 | 2.1286 | 2004-12-06 | 23352 | -1.7
51 | 2004-12-18 | 2800.887 | -3.7286 | 2004-12-14 | 23436 | -4.9
52 | 2004-12-26 | 3162.779 | -7.8762 | 2004-12-20 | 24809 | -12.3
53 | 2005-01-02 | 2907.357 | -0.25714 | 2004-12-27 | 21226 | -8.5
1 | 2005-01-09 | 3184.351 | -1.2714 | 2005-01-06 | 23183 | -2.7
2 | 2005-01-16 | 3215.38 | -1.7 | 2005-01-11 | 22615 | -1.6
3 | 2005-01-23 | 3527.552 | -13.9905 | 2005-01-18 | 24307 | -14.5
4 | 2005-01-30 | 3421.373 | -9.7857 | 2005-01-27 | 24291 | -14.6
5 | 2005-02-06 | 3165.178 | -1.5905 | 2005-01-31 | 22574 | -1.5
6 | 2005-02-13 | 3141.846 | -1.8048 | 2005-02-09 | 22244 | -3.9
7 | 2005-02-20 | 3212.867 | -2.7238 | 2005-02-18 | 22232 | -9.3
8 | 2005-02-27 | 3229.884 | -5.4238 | 2005-02-24 | 22328 | -5.7
9 | 2005-03-06 | 3169.752 | -3.019 | 2005-02-28 | 22106 | 1.8
10 | 2005-03-13 | 3205.601 | -4.2143 | 2005-03-08 | 22684 | -8.5
11 | 2005-03-20 | 3043.77 | -0.7619 | 2005-03-14 | 20989 | -0.8
12 | 2005-03-27 | 2884.713 | 2.181 | 2005-03-23 | 20899 | 1.5
13 | 2005-04-03 | 2873.583 | 6.4333 | 2005-03-28 | 19566 | 6.6
14 | 2005-04-10 | 2777.064 | 9.6524 | 2005-04-04 | 19276 | 10.9
15 | 2005-04-17 | 2705.24 | 9.9 | 2005-04-11 | 18600 | 7.9
16 | 2005-04-24 | 2733.207 | 10.4952 | 2005-04-20 | 18469 | 16.2
17 | 2005-05-01 | 2760.182 | 7.9714 | 2005-04-25 | 19320 | 6.5
18 | 2005-05-08 | 2661.14 | 10.4952 | 2005-05-02 | 18469 | 8.6
19 | 2005-05-15 | 2664.748 | 12.5952 | 2005-05-11 | 18520 | 22.6
20 | 2005-05-22 | 2633.858 | 12.9 | 2005-05-16 | 18288 | 11
21 | 2005-05-29 | 2614.715 | 16.5381 | 2005-05-26 | 18610 | 24.2
22 | 2005-06-05 | 2822.357 | 20.0714 | 2005-06-02 | 19972 | 26
23 | 2005-06-12 | 3339.343 | 26.3952 | 2005-06-10 | 24469 | 30.5
24 | 2005-06-19 | 2967.375 | 20.219 | 2005-06-14 | 24901 | 29.7
25 | 2005-06-26 | 3086.688 | 23.9857 | 2005-06-24 | 23657 | 34
26 | 2005-07-03 | 3201.62 | 25.3905 | 2005-06-27 | 25922 | 31.6
27 | 2005-07-10 | 3047.491 | 24.081 | 2005-07-04 | 23149 | 29.5
28 | 2005-07-17 | 3478.761 | 28.4 | 2005-07-13 | 25872 | 34.6
29 | 2005-07-24 | 3345.132 | 26.5381 | 2005-07-18 | 25545 | 33.3
30 | 2005-07-31 | 3059.465 | 23.3286 | 2005-07-25 | 25053 | 33.8
31 | 2005-08-07 | 3304.047 | 26.2429 | 2005-08-04 | 24979 | 32.8
32 | 2005-08-14 | 3294.582 | 25.0333 | 2005-08-09 | 25638 | 32.9
33 | 2005-08-21 | 3046.904 | 22.5143 | 2005-08-15 | 22081 | 27.6
34 | 2005-08-28 | 2960.83 | 21.0952 | 2005-08-26 | 21349 | 27.4
35 | 2005-09-04 | 3014.828 | 21.8524 | 2005-08-29 | 22761 | 28.4
36 | 2005-09-11 | 2896.404 | 20.4048 | 2005-09-07 | 22170 | 27.5
37 | 2005-09-18 | 3053.565 | 22.3429 | 2005-09-13 | 23689 | 30.1
38 | 2005-09-25 | 2907.237 | 20.0476 | 2005-09-21 | 20979 | 28.5
39 | 2005-10-02 | 2755.984 | 16.7381 | 2005-09-26 | 19927 | 22.3
40 | 2005-10-09 | 2805.329 | 16.7238 | 2005-10-04 | 20676 | 25.8
41 | 2005-10-16 | 2663.132 | 12.9905 | 2005-10-12 | 19064 | 13.2
42 | 2005-10-23 | 2759.787 | 8.8429 | 2005-10-20 | 19120 | 11.9
43 | 2005-10-30 | 2835.05 | 7.419 | 2005-10-26 | 19803 | 8.1
44 | 2005-11-06 | 2777.496 | 11.9 | 2005-11-02 | 19773 | 12.3
45 | 2005-11-13 | 2809.872 | 9.0571 | 2005-11-10 | 20392 | 5.7
46 | 2005-11-20 | 2905.28 | 4.1619 | 2005-11-17 | 21171 | 2.7
47 | 2005-11-27 | 3058.861 | -2.4381 | 2005-11-24 | 22566 | -6.3
48 | 2005-12-04 | 3000.238 | 2.119 | 2005-12-02 | 21616 | -0.8
49 | 2005-12-11 | 3199.968 | -3.7476 | 2005-12-07 | 22958 | -4.3
50 | 2005-12-17 | 2855.631 | -5.3 | 2005-12-12 | 23626 | -9.8
51 | 2005-12-25 | 3103.127 | -1.3286 | 2005-12-19 | 23257 | -4.7
52 | 2006-01-01 | 3208.112 | -1.0048 | 2005-12-29 | 20147 | 0.8
1 | 2006-01-08 | 3060.448 | -0.042857 | 2006-01-06 | 21905 | -5.2
2 | 2006-01-15 | 3046.688 | 1.5524 | 2006-01-09 | 21700 | 2.6
3 | 2006-01-22 | 3134.613 | 0.28571 | 2006-01-17 | 22861 | 0.7
4 | 2006-01-29 | 3075.232 | 0.77619 | 2006-01-26 | 22236 | -3.7
5 | 2006-02-05 | 3002.114 | 2.7476 | 2006-01-31 | 21295 | 1.3
6 | 2006-02-12 | 3166.709 | -5.3429 | 2006-02-08 | 22080 | -6.1
7 | 2006-02-19 | 3166.361 | -3.5857 | 2006-02-16 | 22079 | -0.9
8 | 2006-02-26 | 3126.432 | -2.5857 | 2006-02-20 | 21828 | -3.4
9 | 2006-03-05 | 3153.109 | -4.1429 | 2006-02-27 | 22114 | -4.1
10 | 2006-03-12 | 2943.659 | 4.2857 | 2006-03-06 | 20835 | 0.3
11 | 2006-03-19 | 2983.336 | 0.83333 | 2006-03-15 | 20716 | 2.6
12 | 2006-03-26 | 2968.069 | 0.92857 | 2006-03-20 | 21034 | -1.7
13 | 2006-04-02 | 2778.61 | 8.4048 | 2006-03-27 | 19548 | 11.5
14 | 2006-04-09 | 2829.331 | 5.1476 | 2006-04-04 | 19558 | 6.6
15 | 2006-04-16 | 2607.914 | 12.0143 | 2006-04-12 | 18530 | 16.9
16 | 2006-04-23 | 2642.006 | 11.7 | 2006-04-18 | 17818 | 15.5
17 | 2006-04-30 | 2668.331 | 9.481 | 2006-04-25 | 18633 | 7.2
18 | 2006-05-07 | 2607.266 | 14.1619 | 2006-05-04 | 18132 | 23
19 | 2006-05-14 | 2619.082 | 15.5762 | 2006-05-10 | 18225 | 23.4
20 | 2006-05-21 | 2603.746 | 12.0571 | 2006-05-16 | 17933 | 14.1
21 | 2006-05-28 | 2631.006 | 15.8857 | 2006-05-26 | 18581 | 18.8
22 | 2006-06-04 | 3030.444 | 22.6476 | 2006-05-30 | 24823 | 32.8
23 | 2006-06-11 | 2789.813 | 18.2381 | 2006-06-07 | 21130 | 27.1
24 | 2006-06-18 | 2952.481 | 22.1714 | 2006-06-17 | 21455 | 33.3
25 | 2006-06-25 | 3012.124 | 22.1429 | 2006-06-22 | 23082 | 30.6
26 | 2006-07-02 | 2974.16 | 23.3619 | 2006-06-28 | 22172 | 26.2
27 | 2006-07-09 | 2898.73 | 23.0667 | 2006-07-04 | 22330 | 28.9
28 | 2006-07-16 | 3145.2 | 24.8476 | 2006-07-14 | 23664 | 30
29 | 2006-07-23 | 3182.345 | 23.8095 | 2006-07-17 | 25658 | 33.8
30 | 2006-07-30 | 3285.355 | 25.7 | 2006-07-26 | 24177 | 30.5
31 | 2006-08-06 | 3356.688 | 26.619 | 2006-08-01 | 26768 | 36.4
32 | 2006-08-13 | 2889.38 | 21.7667 | 2006-08-09 | 21246 | 26.2
33 | 2006-08-20 | 2979.046 | 22.2429 | 2006-08-18 | 22702 | 30.4
34 | 2006-08-27 | 2879.36 | 20.9048 | 2006-08-22 | 21273 | 27.5
35 | 2006-09-03 | 2772.402 | 18.5286 | 2006-08-28 | 20529 | 23.6
36 | 2006-09-10 | 2694.952 | 18.6381 | 2006-09-08 | 19896 | 28
37 | 2006-09-17 | 2712.798 | 17.819 | 2006-09-13 | 18845 | 20.9
38 | 2006-09-24 | 2692.215 | 16.4619 | 2006-09-19 | 19775 | 18.1
39 | 2006-10-01 | 2653.947 | 13.1095 | 2006-09-27 | 18522 | 22.3
40 | 2006-10-08 | 2637.776 | 13.3524 | 2006-10-03 | 18796 | 23.3
41 | 2006-10-15 | 2621.631 | 9.7952 | 2006-10-12 | 18710 | 7.8
42 | 2006-10-22 | 2704.531 | 10.2095 | 2006-10-17 | 19000 | 12.2
43 | 2006-10-29 | 2780.566 | 5.0286 | 2006-10-25 | 19176 | 7.8
44 | 2006-11-05 | 2810.968 | 5.2762 | 2006-11-02 | 20205 | 4.4
45 | 2006-11-12 | 2770.862 | 7.5476 | 2006-11-07 | 20025 | 10.8
46 | 2006-11-19 | 2833.259 | 5.619 | 2006-11-13 | 20552 | 5.4
47 | 2006-11-26 | 2852.001 | 3.9476 | 2006-11-20 | 21129 | 1.5
48 | 2006-12-03 | 2903.458 | 6.3714 | 2006-12-01 | 20698 | 3.6
49 | 2006-12-10 | 3088.927 | -1.5333 | 2006-12-07 | 22656 | -5.5
50 | 2006-12-17 | 3355.996 | 6.6714 | 2006-12-11 | 21675 | 4.9
51 | 2006-12-23 | 2520.519 | 4.1619 | 2006-12-19 | 21351 | 4.4
52 | 2006-12-30 | 2682.677 | 0.95714 | 2006-12-29 | 19804 | -2.6
1 | 2007-01-07 | 2759.189 | 6.181 | 2007-01-03 | 20288 | 7.6
2 | 2007-01-14 | 3014.616 | 0.18095 | 2007-01-10 | 22026 | -3
3 | 2007-01-21 | 3180.515 | -5.5381 | 2007-01-16 | 22888 | -8.6
4 | 2007-01-28 | 3233.013 | -7.2095 | 2007-01-25 | 23328 | -13.1
5 | 2007-02-04 | 3255.384 | -8.5762 | 2007-01-29 | 22753 | -6.3
6 | 2007-02-11 | 3311.569 | -9.3238 | 2007-02-05 | 23640 | -10.5
7 | 2007-02-18 | 3308.032 | -10.5905 | 2007-02-13 | 23639 | -14
8 | 2007-02-25 | 3134.21 | -3.1619 | 2007-02-19 | 22345 | -5.3
9 | 2007-03-04 | 3045.905 | -1.4905 | 2007-03-01 | 21475 | -0.8
10 | 2007-03-11 | 3143.056 | -4.8762 | 2007-03-06 | 22772 | -12.5
11 | 2007-03-18 | 2924.953 | 2.9381 | 2007-03-16 | 20225 | -2.4
12 | 2007-03-25 | 2927.949 | 2.819 | 2007-03-20 | 20535 | -2.3
13 | 2007-04-01 | 2749.563 | 7.9619 | 2007-03-26 | 18807 | 19.2
14 | 2007-04-08 | 2814.703 | 0.95238 | 2007-04-05 | 19409 | -3
15 | 2007-04-15 | 2872.975 | 3.2143 | 2007-04-11 | 19680 | 4.1
16 | 2007-04-22 | 2680.61 | 11.6571 | 2007-04-16 | 19250 | 5.2
17 | 2007-04-29 | 2634.277 | 12.4524 | 2007-04-27 | 18211 | 16.8
18 | 2007-05-06 | 2572.418 | 11.681 | 2007-05-01 | 17888 | 9.7
19 | 2007-05-13 | 2603.987 | 16.381 | 2007-05-11 | 18478 | 20.5
20 | 2007-05-20 | 2605.33 | 14.1667 | 2007-05-15 | 19025 | 28.4
21 | 2007-05-27 | 2682.48 | 18.5143 | 2007-05-25 | 20875 | 27.4
22 | 2007-06-03 | 2917.633 | 21.7143 | 2007-05-31 | 21316 | 27.5
23 | 2007-06-10 | 2731.849 | 18.0048 | 2007-06-08 | 21794 | 31.2
24 | 2007-06-17 | 3052.251 | 24 | 2007-06-13 | 23299 | 29.7
25 | 2007-06-24 | 2875.267 | 21.2381 | 2007-06-18 | 22883 | 28.3
26 | 2007-07-01 | 3058.01 | 23.4048 | 2007-06-26 | 25628 | 34.2
27 | 2007-07-08 | 2763.077 | 22.1952 | 2007-07-06 | 20184 | 28.2
28 | 2007-07-15 | 2900.476 | 22.9286 | 2007-07-09 | 24173 | 33.7
29 | 2007-07-22 | 2832.297 | 22.1333 | 2007-07-18 | 21283 | 27.5
30 | 2007-07-29 | 3006.625 | 22.9667 | 2007-07-26 | 22020 | 27.5
31 | 2007-08-05 | 3270.026 | 26.6905 | 2007-08-02 | 25418 | 34.5
32 | 2007-08-12 | 3077.078 | 24.8095 | 2007-08-08 | 24012 | 31.7
33 | 2007-08-19 | 2869.053 | 21.7476 | 2007-08-16 | 22156 | 29.6
34 | 2007-08-26 | 2921.618 | 22.1381 | 2007-08-24 | 23409 | 32.8
35 | 2007-09-02 | 2932.442 | 22.4333 | 2007-08-29 | 24663 | 33.5
36 | 2007-09-09 | 2943.478 | 23.1 | 2007-09-07 | 23710 | 32.9
37 | 2007-09-16 | 2692.56 | 16.3429 | 2007-09-10 | 19512 | 23
38 | 2007-09-23 | 2761.954 | 19.4286 | 2007-09-21 | 20122 | 27.5
39 | 2007-09-30 | 2779.605 | 19.219 | 2007-09-25 | 22133 | 32.8
40 | 2007-10-07 | 2737.832 | 19.5238 | 2007-10-05 | 19206 | 24.3
41 | 2007-10-14 | 2644.804 | 14.4048 | 2007-10-09 | 18915 | 22.2
42 | 2007-10-21 | 2634.581 | 15.6286 | 2007-10-16 | 18570 | 12.8
43 | 2007-10-28 | 2652.985 | 11.981 | 2007-10-22 | 18634 | 24.8
44 | 2007-11-04 | 2684.867 | 9.0667 | 2007-11-01 | 18869 | 8.9
45 | 2007-11-11 | 2815.137 | 4.181 | 2007-11-07 | 20267 | 3.1
46 | 2007-11-18 | 2825.038 | 5.4 | 2007-11-12 | 20217 | 10.4
47 | 2007-11-25 | 2957.028 | 0.92857 | 2007-11-22 | 21494 | -3.4
48 | 2007-12-02 | 3497.435 | -0.97143 | 2007-11-28 | 21582 | -0.3
49 | 2007-12-09 | 3127.851 | -3.8143 | 2007-12-05 | 22385 | -7.9
50 | 2007-12-15 | 2735.781 | -2.8905 | 2007-12-11 | 22334 | 1.1
51 | 2007-12-23 | 2596.65 | 0.37143 | 2007-12-17 | 22585 | -3.4
52 | 2007-12-30 | 3120.152 | -0.18095 | 2007-12-27 | 19369 | 2.4
1 | 2008-01-06 | 2932.004 | -3.0143 | 2008-01-03 | 22307 | -7.7
2 | 2008-01-13 | 2878.326 | 5.8143 | 2008-01-10 | 20540 | 3.6
3 | 2008-01-20 | 3072.046 | -3.1762 | 2008-01-15 | 21303 | -0.8
4 | 2008-01-27 | 3182.096 | -5.7905 | 2008-01-21 | 22612 | -7.4
5 | 2008-02-03 | 3068.717 | -1.8905 | 2008-01-30 | 22270 | -8
6 | 2008-02-10 | 3024.216 | -1.8333 | 2008-02-06 | 21276 | -1.7
7 | 2008-02-17 | 3155.123 | -6.4333 | 2008-02-11 | 22834 | -9.3
8 | 2008-02-24 | 3046.81 | -4.7286 | 2008-02-20 | 21645 | -6.8
9 | 2008-03-02 | 3095.645 | -5.3 | 2008-02-27 | 21953 | -10.1
10 | 2008-03-09 | 2996.993 | -1.719 | 2008-03-04 | 20576 | -1.6
11 | 2008-03-16 | 2919.677 | -0.99524 | 2008-03-10 | 20185 | -0.7
12 | 2008-03-23 | 2852.89 | -0.5381 | 2008-03-18 | 19865 | 3
13 | 2008-03-30 | 2876.386 | 0.47143 | 2008-03-25 | 20067 | 2.6
14 | 2008-04-06 | 2775.843 | 5.519 | 2008-03-31 | 19196 | 5.3
15 | 2008-04-13 | 2704.624 | 8.2429 | 2008-04-11 | 19187 | 5.2
16 | 2008-04-20 | 2603.618 | 13.819 | 2008-04-14 | 18166 | 9.7
17 | 2008-04-27 | 2562.259 | 16.2286 | 2008-04-22 | 17791 | 20.9
18 | 2008-05-04 | 2615.088 | 8.1095 | 2008-04-28 | 18242 | 6.9
19 | 2008-05-11 | 2533.921 | 12.3333 | 2008-05-07 | 17750 | 15.6
20 | 2008-05-18 | 2538.939 | 13.2619 | 2008-05-14 | 17662 | 17
21 | 2008-05-25 | 2519.535 | 12.1619 | 2008-05-21 | 17701 | 9.4
22 | 2008-06-01 | 2585.264 | 16.3 | 2008-05-26 | 18453 | 26.9
23 | 2008-06-08 | 2844.201 | 22.0524 | 2008-06-06 | 21341 | 32.7
24 | 2008-06-15 | 2954.631 | 22.3952 | 2008-06-09 | 24001 | 33.1
25 | 2008-06-22 | 2684.657 | 17.0095 | 2008-06-16 | 19710 | 22.9
26 | 2008-06-29 | 2916.525 | 22.3238 | 2008-06-27 | 22302 | 27
27 | 2008-07-06 | 2712.781 | 20.6429 | 2008-07-02 | 20429 | 27.8
28 | 2008-07-13 | 3034.078 | 23.9381 | 2008-07-08 | 23224 | 30.7
29 | 2008-07-20 | 3049.678 | 23.9714 | 2008-07-17 | 23622 | 30
30 | 2008-07-27 | 2886.07 | 22.2333 | 2008-07-21 | 21078 | 24.8
31 | 2008-08-03 | 2954.73 | 23.0905 | 2008-07-31 | 21710 | 26.4
32 | 2008-08-10 | 2790.248 | 19.9571 | 2008-08-05 | 22376 | 26.1
33 | 2008-08-17 | 2764.063 | 20.4524 | 2008-08-14 | 19560 | 23.4
34 | 2008-08-24 | 2917.179 | 21.581 | 2008-08-18 | 22296 | 29.4
35 | 2008-08-31 | 2751.703 | 19.8095 | 2008-08-25 | 19101 | 20.4
36 | 2008-09-07 | 2871.959 | 21.281 | 2008-09-03 | 22900 | 30.3
37 | 2008-09-14 | 2702.472 | 18.6619 | 2008-09-14 | 18875 | 28
38 | 2008-09-21 | 2650.985 | 16.3952 | 2008-09-17 | 18274 | 23
39 | 2008-09-28 | 2666.45 | 17.1333 | 2008-09-25 | 18980 | 23.5
40 | 2008-10-05 | 2586.319 | 11.6524 | 2008-10-02 | 18029 | 12.6
41 | 2008-10-12 | 2584.606 | 13.0429 | 2008-10-08 | 18514 | 14.6
42 | 2008-10-19 | 2523.674 | 11.7952 | 2008-10-15 | 18128 | 15.9
43 | 2008-10-26 | 2640.237 | 7.7905 | 2008-10-21 | 18772 | 5.9
44 | 2008-11-02 | 2677.429 | 5.8095 | 2008-10-29 | 19171 | 3.3
45 | 2008-11-09 | 2591.332 | 10.4714 | 2008-11-03 | 18815 | 15.6
46 | 2008-11-16 | 2677.321 | 5.9429 | 2008-11-11 | 19640 | 5.6
47 | 2008-11-23 | 2922.821 | -3.3476 | 2008-11-19 | 20906 | -1.6
48 | 2008-11-30 | 2866.8 | 1.8238 | 2008-11-24 | 20878 | 3.8
49 | 2008-12-07 | 3373.616 | -1.7048 | 2008-12-04 | 20833 | 0.9
50 | 2008-12-14 | 3069.714 | -2.4048 | 2008-12-08 | 22230 | -3.7
51 | 2008-12-21 | 2183.151 | -5.1 | 2008-12-19 | 21903 | -8.9
52 | 2008-12-28 | 3488.556 | -0.44286 | 2008-12-22 | 21582 | -7.7
1 | 2009-01-04 | 2364.119 | -4.2571 | 2009-01-04 | 19721 | -2.1
2 | 2009-01-11 | 3024.795 | -5.7524 | 2009-01-08 | 21006 | -4.5
3 | 2009-01-18 | 3221.451 | -10.2429 | 2009-01-15 | 22804 | -11.3
4 | 2009-01-25 | 3120.821 | -8.0571 | 2009-01-20 | 22018 | -10.4
5 | 2009-02-01 | 3076.809 | -6.6524 | 2009-01-26 | 22003 | -8.9
6 | 2009-02-08 | 2983.238 | -5.0857 | 2009-02-04 | 21876 | -13.1
7 | 2009-02-15 | 2829.295 | 0.82857 | 2009-02-09 | 19841 | 2.6
8 | 2009-02-22 | 2852.638 | -3.1286 | 2009-02-19 | 20313 | -5.2
9 | 2009-03-01 | 2918.702 | -4.0571 | 2009-02-23 | 20882 | -6.1
10 | 2009-03-08 | 2865.83 | -0.40952 | 2009-03-02 | 21266 | -9.6
11 | 2009-03-15 | 2771.815 | 0.61429 | 2009-03-12 | 19558 | -3.4
12 | 2009-03-22 | 2607.907 | 4.3143 | 2009-03-19 | 18039 | 3.2
13 | 2009-03-29 | 2607.578 | 5.3143 | 2009-03-23 | 18345 | 1.6
14 | 2009-04-05 | 2566.444 | 6.6429 | 2009-03-30 | 18071 | 4.9
15 | 2009-04-12 | 2522.072 | 3.2905 | 2009-04-07 | 18329 | -0.5
16 | 2009-04-19 | 2427.499 | 10.4667 | 2009-04-13 | 16813 | 5.8
17 | 2009-04-26 | 2441.504 | 10.3286 | 2009-04-20 | 17644 | 5.6
18 | 2009-05-03 | 2369.714 | 13.219 | 2009-04-28 | 16573 | 10.4
19 | 2009-05-10 | 2381.014 | 14.1143 | 2009-05-07 | 16491 | 18.6
20 | 2009-05-17 | 2347.918 | 13.0524 | 2009-05-11 | 16538 | 13.2
21 | 2009-05-24 | 2324.301 | 17.9429 | 2009-05-21 | 17123 | 28.6
22 | 2009-05-31 | 2342.86 | 14.281 | 2009-05-25 | 17618 | 18.3
23 | 2009-06-07 | 2373.702 | 14.9619 | 2009-06-01 | 16474 | 15.3
24 | 2009-06-14 | 2393.083 | 16.7762 | 2009-06-11 | 16801 | 19.8
25 | 2009-06-21 | 2471.227 | 18.6476 | 2009-06-16 | 17669 | 23.4
26 | 2009-06-28 | 2827.027 | 23.3 | 2009-06-24 | 22403 | 30.7
27 | 2009-07-05 | 2429.956 | 19.0667 | 2009-06-29 | 18263 | 22.6
28 | 2009-07-12 | 2535.934 | 20.3619 | 2009-07-10 | 18804 | 25.9
29 | 2009-07-19 | 2495.28 | 19.519 | 2009-07-16 | 19044 | 27
30 | 2009-07-26 | 2542.821 | 20.1619 | 2009-07-20 | 18226 | 23.8
31 | 2009-08-02 | 2628.104 | 22.6857 | 2009-07-28 | 19678 | 27.4
32 | 2009-08-09 | 2560.875 | 20.9905 | 2009-08-04 | 20188 | 26.4
33 | 2009-08-16 | 2991.132 | 24.2952 | 2009-08-10 | 22022 | 29.9
34 | 2009-08-23 | 2953.422 | 23.9762 | 2009-08-17 | 24005 | 31.2
35 | 2009-08-30 | 2573.979 | 18.8048 | 2009-08-25 | 19558 | 25.5
36 | 2009-09-06 | 2550 | 19.1238 | 2009-09-03 | 18676 | 23.7
37 | 2009-09-13 | 2569.99 | 20.0429 | 2009-09-08 | 19551 | 25.1
38 | 2009-09-20 | 2494.128 | 16.5238 | 2009-09-14 | 18364 | 25
39 | 2009-09-27 | 2551.282 | 18.4286 | 2009-09-23 | 19258 | 27.2
40 | 2009-10-04 | 2445.95 | 11.2571 | 2009-10-01 | 17454 | 11.4
41 | 2009-10-11 | 2468.75 | 10.6286 | 2009-10-07 | 17436 | 12.4
42 | 2009-10-18 | 2540.442 | 4.7 | 2009-10-15 | 18320 | 4.1
43 | 2009-10-25 | 2553.259 | 10.3524 | 2009-10-22 | 18089 | 15.7
44 | 2009-11-01 | 2549.81 | 10.719 | 2009-10-26 | 18029 | 11.7
45 | 2009-11-08 | 2588.982 | 6.7429 | 2009-11-04 | 18972 | 5.9
46 | 2009-11-15 | 2553.776 | 8.6048 | 2009-11-09 | 18511 | 18.6
47 | 2009-11-22 | 2605.388 | 6.7571 | 2009-11-19 | 19067 | 9.6
48 | 2009-11-29 | 2640.481 | 6.1714 | 2009-11-24 | 19159 | 7.6
49 | 2009-12-06 | 2733.895 | 2.6714 | 2009-11-30 | 19685 | 3.7
50 | 2009-12-13 | 3384.411 | -1.4952 | 2009-12-10 | 21496 | -2.7
51 | 2009-12-20 | 3363.008 | -3.1857 | 2009-12-16 | 21747 | -3.8
52 | 2009-12-27 | 1989.13 | -2.0048 | 2009-12-22 | 21296 | -5.7
53 | 2010-01-03 | 2796.407 | -6.0238 | 2010-01-03 | 20770 | -8.6
1 | 2010-01-10 | 3076.419 | -7.5952 | 2010-01-04 | 21982 | -7.3
2 | 2010-01-17 | 2937.308 | -1.3429 | 2010-01-11 | 21483 | -4.7
3 | 2010-01-24 | 2897.403 | -0.53333 | 2010-01-20 | 20700 | -2.5
4 | 2010-01-31 | 3024.325 | -5.6381 | 2010-01-28 | 21864 | -7
5 | 2010-02-07 | 3008.541 | -4.8048 | 2010-02-01 | 21246 | -3.6
6 | 2010-02-14 | 2984.921 | -4.1476 | 2010-02-09 | 21018 | -3.9
7 | 2010-02-21 | 2846.377 | -0.30476 | 2010-02-17 | 20254 | 0.4
8 | 2010-02-28 | 2886.967 | -1.319 | 2010-02-25 | 20690 | -5.8
9 | 2010-03-07 | 2737.389 | 1.7714 | 2010-03-01 | 19282 | 2
10 | 2010-03-14 | 2623.207 | 6.7714 | 2010-03-08 | 18194 | 13.6
11 | 2010-03-21 | 2530.337 | 9.1429 | 2010-03-15 | 17362 | 12.1
12 | 2010-03-28 | 2652.551 | 3.4762 | 2010-03-25 | 18335 | 8.6
13 | 2010-04-04 | 2403.602 | 12.3048 | 2010-03-29 | 17597 | 8.4
14 | 2010-04-11 | 2494.844 | 10.6048 | 2010-04-09 | 17422 | 3.6
15 | 2010-04-18 | 2465.674 | 10.8905 | 2010-04-12 | 16709 | 13.1
16 | 2010-04-25 | 2447.052 | 11.5762 | 2010-04-21 | 16662 | 17.4
17 | 2010-05-02 | 2436.561 | 14.5476 | 2010-04-27 | 16607 | 9.4
18 | 2010-05-09 | 2477.159 | 13.0619 | 2010-05-05 | 17328 | 26.9
19 | 2010-05-16 | 2452.8 | 10.8143 | 2010-05-13 | 17005 | 11.3
20 | 2010-05-23 | 2470.298 | 18.5524 | 2010-05-20 | 17924 | 28.3
21 | 2010-05-30 | 2863.471 | 24.0429 | 2010-05-26 | 22806 | 31.4
22 | 2010-06-06 | 2736.188 | 20.3905 | 2010-05-31 | 20859 | 27.6
23 | 2010-06-13 | 2517.432 | 17.1 | 2010-06-11 | 17458 | 22.7
24 | 2010-06-20 | 2668.044 | 21.9286 | 2010-06-18 | 19093 | 25
25 | 2010-06-27 | 2793.61 | 22.2571 | 2010-06-23 | 21498 | 28.3
26 | 2010-07-04 | 2545.158 | 21.0905 | 2010-06-28 | 21240 | 28.9
27 | 2010-07-11 | 3196.825 | 26.9619 | 2010-07-08 | 24507 | 33.3
28 | 2010-07-18 | 3102.44 | 25.1238 | 2010-07-15 | 23587 | 28.9
29 | 2010-07-25 | 3004.401 | 24.5714 | 2010-07-21 | 22164 | 30.1
30 | 2010-08-01 | 2842.254 | 22.3952 | 2010-07-27 | 22449 | 28.3
31 | 2010-08-08 | 2931.57 | 24.3286 | 2010-08-04 | 23582 | 31.5
32 | 2010-08-15 | 3119.634 | 25.1429 | 2010-08-10 | 23426 | 29.4
33 | 2010-08-22 | 2797.864 | 22.019 | 2010-08-16 | 20994 | 27
34 | 2010-08-29 | 2729.423 | 21.1619 | 2010-08-29 | 20028 | 30.1
35 | 2010-09-05 | 3027.002 | 23.8286 | 2010-08-31 | 24566 | 32.9
36 | 2010-09-12 | 2502.796 | 18.1857 | 2010-09-07 | 19337 | 29.6
37 | 2010-09-19 | 2489.772 | 15.7571 | 2010-09-13 | 17472 | 23.6
38 | 2010-09-26 | 2539.512 | 17.6952 | 2010-09-24 | 18721 | 30.5
39 | 2010-10-03 | 2473.737 | 13.3762 | 2010-09-27 | 17513 | 15.7
40 | 2010-10-10 | 2460.436 | 14.119 | 2010-10-04 | 17452 | 12
41 | 2010-10-17 | 2431.16 | 10.9381 | 2010-10-13 | 17484 | 14.8
42 | 2010-10-24 | 2522.859 | 9.1714 | 2010-10-21 | 17759 | 7.7
43 | 2010-10-31 | 2506.893 | 11.4571 | 2010-10-26 | 17556 | 20.5
44 | 2010-11-07 | 2607.736 | 4.3 | 2010-11-05 | 18079 | 3.2
45 | 2010-11-14 | 2579.985 | 6.2429 | 2010-11-08 | 18433 | 10
46 | 2010-11-21 | 2623.409 | 5.5333 | 2010-11-18 | 18798 | 6.2
47 | 2010-11-28 | 2720.021 | 4.019 | 2010-11-25 | 19835 | 4.2
48 | 2010-12-05 | 2793.795 | 1.2 | 2010-12-02 | 20038 | 0.8
49 | 2010-12-12 | 2920.398 | -2.4 | 2010-12-08 | 21364 | -3.6
50 | 2010-12-19 | 3433.803 | -6.3476 | 2010-12-13 | 22099 | -11.6
51 | 2010-12-26 | 2822.777 | -4.6714 | 2010-12-21 | 20800 | -3.7
52 | 2011-01-02 | 2228.135 | 0.57143 | 2010-12-28 | 19037 | -0.7
1 | 2011-01-09 | 2924.562 | -4.4905 | 2011-01-06 | 20762 | -3.2
2 | 2011-01-16 | 3035.07 | -7.1476 | 2011-01-12 | 21182 | -7.7
3 | 2011-01-23 | 3110.626 | -9.0762 | 2011-01-17 | 21671 | -7.1
4 | 2011-01-30 | 3041.869 | -4.9571 | 2011-01-24 | 22531 | -9
5 | 2011-02-06 | 3045.758 | -7.2619 | 2011-01-31 | 21756 | -10.7
6 | 2011-02-13 | 2994.743 | -6.8476 | 2011-02-08 | 21510 | -9.9
7 | 2011-02-20 | 2838.845 | -0.033333 | 2011-02-15 | 20475 | -4.9
8 | 2011-02-27 | 2903.379 | -3.9714 | 2011-02-22 | 20461 | -3.9
9 | 2011-03-06 | 2872.379 | -1.1667 | 2011-03-02 | 20490 | -4.3
10 | 2011-03-13 | 2819.458 | 0.45238 | 2011-03-07 | 19974 | -2.1
11 | 2011-03-20 | 2658.262 | 4.1524 | 2011-03-14 | 18508 | 2.7
12 | 2011-03-27 | 2775.701 | -1.9524 | 2011-03-23 | 19208 | -4.5
13 | 2011-04-03 | 2648.138 | 3.5 | 2011-03-28 | 18693 | 2.2
14 | 2011-04-10 | 2564.081 | 7.4286 | 2011-04-05 | 17726 | 5.2
15 | 2011-04-17 | 2519.186 | 7.8381 | 2011-04-13 | 16945 | 11.2
16 | 2011-04-24 | 2501.655 | 6.5 | 2011-04-18 | 17763 | 3.7
17 | 2011-05-01 | 2420.774 | 10.4619 | 2011-04-26 | 16703 | 11.6
18 | 2011-05-08 | 2412.314 | 11.2286 | 2011-05-03 | 17036 | 7
19 | 2011-05-15 | 2392.347 | 14.6667 | 2011-05-13 | 16340 | 25.8
20 | 2011-05-22 | 2423.044 | 15.981 | 2011-05-16 | 16671 | 10.2
21 | 2011-05-29 | 2375.854 | 16.781 | 2011-05-26 | 16587 | 20.2
22 | 2011-06-05 | 2563.83 | 20.5857 | 2011-05-31 | 20689 | 29.3
23 | 2011-06-12 | 2660.324 | 21.2 | 2011-06-08 | 22533 | 33.3
24 | 2011-06-19 | 2568.452 | 19.8048 | 2011-06-16 | 18715 | 24.7
25 | 2011-06-26 | 2647.068 | 20.9238 | 2011-06-21 | 19867 | 25.6
26 | 2011-07-03 | 2627.884 | 22.2429 | 2011-06-28 | 19718 | 26.3
27 | 2011-07-10 | 2869.302 | 24.2762 | 2011-07-06 | 21238 | 29.2
28 | 2011-07-17 | 3001.318 | 25.819 | 2011-07-12 | 22605 | 31.7
29 | 2011-07-24 | 3340.465 | 28.8381 | 2011-07-21 | 25285 | 37.5
30 | 2011-07-31 | 2944.723 | 25.1714 | 2011-07-29 | 21553 | 31.4
31 | 2011-08-07 | 2980.877 | 24.7476 | 2011-08-02 | 21933 | 31.3
32 | 2011-08-14 | 2786.159 | 22.2286 | 2011-08-08 | 21737 | 26.2
33 | 2011-08-21 | 2857.856 | 23.8857 | 2011-08-18 | 21317 | 29.9
34 | 2011-08-28 | 2679.356 | 21.9095 | 2011-08-24 | 19849 | 27.9
35 | 2011-09-04 | 2834.56 | 23.3381 | 2011-09-02 | 21374 | 28.3
36 | 2011-09-11 | 2513.313 | 18.5333 | 2011-09-09 | 18252 | 25.2
37 | 2011-09-18 | 2549.873 | 16.4429 | 2011-09-12 | 19983 | 28.5
38 | 2011-09-25 | 2534.472 | 18.0286 | 2011-09-21 | 17934 | 21.7
39 | 2011-10-02 | 2528.475 | 15.5333 | 2011-09-26 | 18464 | 24.1
40 | 2011-10-09 | 2468.478 | 15.981 | 2011-10-03 | 17372 | 14
41 | 2011-10-16 | 2452.727 | 15.4476 | 2011-10-11 | 17674 | 22.7
42 | 2011-10-23 | 2487.87 | 9.7476 | 2011-10-19 | 17644 | 11.7
43 | 2011-10-30 | 2552.612 | 6.6667 | 2011-10-27 | 18178 | 4.7
44 | 2011-11-06 | 2534.665 | 8.0762 | 2011-11-01 | 17812 | 12.7
45 | 2011-11-13 | 2539.151 | 9.9667 | 2011-11-11 | 18180 | 5.5
46 | 2011-11-20 | 2565.766 | 7.581 | 2011-11-17 | 18729 | 4.3
47 | 2011-11-27 | 2623.685 | 6.381 | 2011-11-22 | 19370 | 1.3
48 | 2011-12-04 | 2700.273 | 4.1476 | 2011-11-29 | 19553 | 5.6
49 | 2011-12-11 | 2791.724 | 0.80476 | 2011-12-07 | 19881 | 1.2
50 | 2011-12-18 | 2774.329 | 2.681 | 2011-12-12 | 19666 | 6.5
51 | 2011-12-25 | 3136.682 | 0.8619 | 2011-12-20 | 20144 | -1.3
52 | 2012-01-01 | 2196.658 | -0.25238 | 2011-12-29 | 19407 | -2.8
1 | 2012-01-08 | 2822.035 | -1.7476 | 2012-01-03 | 21615 | -14.3
2 | 2012-01-15 | 2860.282 | -1.8952 | 2012-01-15 | 20042 | -7.5
3 | 2012-01-22 | 2975.382 | -2.3333 | 2012-01-18 | 20836 | -4.5
4 | 2012-01-29 | 2851.318 | 0.95238 | 2012-01-25 | 20096 | -0.9
5 | 2012-02-05 | 2790.934 | 1.7286 | 2012-01-30 | 20173 | -1.4
6 | 2012-02-12 | 2836.756 | -1.7524 | 2012-02-07 | 19731 | -0.3
7 | 2012-02-19 | 2774.69 | 0.64286 | 2012-02-14 | 19527 | 1
8 | 2012-02-26 | 2751.527 | 0.98095 | 2012-02-21 | 19456 | 3
9 | 2012-03-04 | 2791.485 | 1.4048 | 2012-02-29 | 19773 | 1.3
10 | 2012-03-11 | 2740.816 | 3.3857 | 2012-03-05 | 20341 | -2.8
11 | 2012-03-18 | 2477.837 | 11.5429 | 2012-03-12 | 17582 | 11.8
12 | 2012-03-25 | 2440.227 | 16.0571 | 2012-03-22 | 17270 | 23.7
13 | 2012-04-01 | 2573.313 | 3.9857 | 2012-03-26 | 17978 | 2.6
14 | 2012-04-08 | 2430.949 | 7.7857 | 2012-04-03 | 17337 | 10.7
15 | 2012-04-15 | 2487.758 | 9.9 | 2012-04-10 | 17665 | 8
16 | 2012-04-22 | 2459.347 | 11.1857 | 2012-04-17 | 16991 | 10.4
17 | 2012-04-29 | 2503.789 | 6.6048 | 2012-04-23 | 17691 | 4.1
18 | 2012-05-06 | 2429.049 | 12.8714 | 2012-04-30 | 17429 | 9.4
19 | 2012-05-13 | 2391.626 | 15.7048 | 2012-05-07 | 16606 | 15.3
20 | 2012-05-20 | 2425.019 | 17.3905 | 2012-05-15 | 16943 | 23.7
21 | 2012-05-27 | 2612.829 | 22.3619 | 2012-05-25 | 19995 | 30.7
22 | 2012-06-03 | 2571.502 | 18.3714 | 2012-05-28 | 20922 | 28.6
23 | 2012-06-10 | 2556.36 | 19.8429 | 2012-06-10 | 19088 | 29
24 | 2012-06-17 | 2718.756 | 21.6 | 2012-06-11 | 21312 | 27.7
25 | 2012-06-24 | 3033.376 | 25.3905 | 2012-06-20 | 23783 | 34.2
26 | 2012-07-01 | 2828.257 | 24.1095 | 2012-06-29 | 21988 | 32.4
27 | 2012-07-08 | 3062.451 | 26.4571 | 2012-07-04 | 23801 | 35.9
28 | 2012-07-15 | 3032.484 | 25.3476 | 2012-07-13 | 22707 | 32.3
29 | 2012-07-22 | 3051.299 | 25.5857 | 2012-07-17 | 24470 | 36.2
30 | 2012-07-29 | 2979.547 | 24.8476 | 2012-07-23 | 23530 | 34.1
31 | 2012-08-05 | 3109.533 | 25.8952 | 2012-08-03 | 23013 | 30.1
32 | 2012-08-12 | 2765.755 | 22.2143 | 2012-08-08 | 22190 | 28.2
33 | 2012-08-19 | 2704.955 | 21.1524 | 2012-08-16 | 20235 | 26.8
34 | 2012-08-26 | 2825.816 | 23.1095 | 2012-08-24 | 21121 | 28.7
35 | 2012-09-02 | 2825.634 | 23.1286 | 2012-08-31 | 21766 | 32.6
36 | 2012-09-09 | 2779.356 | 21.1286 | 2012-09-06 | 21168 | 27.1
37 | 2012-09-16 | 2571.289 | 18.7333 | 2012-09-13 | 19869 | 28.7
38 | 2012-09-23 | 2464.238 | 14.9238 | 2012-09-17 | 17723 | 23.2
39 | 2012-09-30 | 2445.948 | 13.9 | 2012-09-25 | 17165 | 22
40 | 2012-10-07 | 2466.144 | 14.5524 | 2012-10-03 | 17669 | 18.5
41 | 2012-10-14 | 2487.466 | 9.6857 | 2012-10-11 | 17849 | 12.8
42 | 2012-10-21 | 2473.934 | 11.2143 | 2012-10-15 | 17828 | 11
43 | 2012-10-28 | 2522.418 | 10.6476 | 2012-10-24 | 17874 | 11.4
44 | 2012-11-04 | 2619.849 | 5.0095 | 2012-10-29 | 18597 | 4.3
45 | 2012-11-11 | 2665.5 | 4.9714 | 2012-11-06 | 19302 | 2.7
46 | 2012-11-18 | 2623.09 | 5.5857 | 2012-11-13 | 19161 | 3
47 | 2012-11-25 | 2632.78 | 5.5667 | 2012-11-19 | 18772 | 8.4
48 | 2012-12-02 | 2803.389 | 1.6 | 2012-11-26 | 20012 | 2.5
49 | 2012-12-09 | 2345.457 | 3.6524 | 2012-12-05 | 20217 | 1.5
50 | 2012-12-16 | 3198.076 | 2.019 | 2012-12-11 | 20413 | -1
51 | 2012-12-23 | 3164.706 | 2.6952 | 2012-12-20 | 19846 | 2.6
52 | 2012-12-29 | 2659.264 | -3.1286 | 2012-12-27 | 19078 | -3.1
1 | 2013-01-06 | 2409.875 | -2.2571 | 2013-01-02 | 20601 | -2.8
2 | 2013-01-13 | 2742.03 | 4.7095 | 2013-01-07 | 20172 | 0.3
3 | 2013-01-20 | 2868.518 | -2.2524 | 2013-01-17 | 20779 | -7.3
4 | 2013-01-27 | 3164.884 | -9.9381 | 2013-01-24 | 22423 | -11.6
5 | 2013-02-03 | 2948.027 | -1.8524 | 2013-01-31 | 20602 | -2.6
6 | 2013-02-10 | 3044.013 | -6.3143 | 2013-02-04 | 21493 | -5.8
7 | 2013-02-17 | 2878.093 | -2.5857 | 2013-02-12 | 20053 | 0.6
8 | 2013-02-24 | 2887.399 | -2.9762 | 2013-02-20 | 20805 | -5.5
9 | 2013-03-03 | 2805.264 | -1.3714 | 2013-02-27 | 19831 | 1.5
10 | 2013-03-10 | 2712.272 | 1.7524 | 2013-03-04 | 19863 | -1.8
11 | 2013-03-17 | 2714.361 | 0 | 2013-03-14 | 19065 | 0.1
12 | 2013-03-24 | 2752.129 | -1.081 | 2013-03-20 | 19269 | -1.3
13 | 2013-03-31 | 2517.294 | 5.8 | 2013-03-27 | 18211 | 6.9
14 | 2013-04-07 | 2632.151 | 2.6 | 2013-04-02 | 18820 | 2.5
15 | 2013-04-14 | 2618.614 | 5.0667 | 2013-04-11 | 18375 | 0.1
16 | 2013-04-21 | 2511.671 | 9.0619 | 2013-04-15 | 17215 | 12.6
17 | 2013-04-28 | 2451.728 | 9.219 | 2013-04-24 | 17430 | 12.3
18 | 2013-05-05 | 2371.425 | 17.0143 | 2013-04-29 | 16558 | 13.1
19 | 2013-05-12 | 2398.106 | 15.1762 | 2013-05-08 | 16570 | 21.8
20 | 2013-05-19 | 2365.876 | 14.0905 | 2013-05-13 | 16480 | 10.8
21 | 2013-05-26 | 2410.307 | 15.9429 | 2013-05-21 | 18107 | 24.6
22 | 2013-06-02 | 2602.253 | 21.0667 | 2013-05-31 | 20372 | 29.9
23 | 2013-06-09 | 2403.479 | 15.5667 | 2013-06-06 | 16509 | 14.8
24 | 2013-06-16 | 2505.328 | 19.4238 | 2013-06-12 | 17635 | 22.4
25 | 2013-06-23 | 2631.536 | 20.8857 | 2013-06-23 | 20041 | 31.9
26 | 2013-06-30 | 2860.767 | 23.5286 | 2013-06-24 | 22541 | 31.6
27 | 2013-07-07 | 2765.496 | 23.0667 | 2013-07-04 | 21251 | 27.8
28 | 2013-07-14 | 2882.921 | 23.6619 | 2013-07-10 | 21645 | 30.5
29 | 2013-07-21 | 3288.153 | 27.4 | 2013-07-17 | 24708 | 34.3
30 | 2013-07-28 | 2622.999 | 20.181 | 2013-07-23 | 20105 | 27.4
31 | 2013-08-04 | 2542.321 | 20.2667 | 2013-08-01 | 18382 | 25.7
32 | 2013-08-11 | 2601.064 | 21.5238 | 2013-08-08 | 20078 | 26.5
33 | 2013-08-18 | 2565.818 | 19.9714 | 2013-08-12 | 18022 | 23
34 | 2013-08-25 | 2844.42 | 23.7048 | 2013-08-21 | 22146 | 31.4
35 | 2013-09-01 | 2990.963 | 24.1476 | 2013-08-29 | 22809 | 28.2
36 | 2013-09-08 | 2490.095 | 18.4952 | 2013-09-04 | 18164 | 25.3
37 | 2013-09-15 | 2667.838 | 18.9095 | 2013-09-10 | 22545 | 33.9
38 | 2013-09-22 | 2468.567 | 15.1048 | 2013-09-20 | 17696 | 23.5
39 | 2013-09-29 | 2439.383 | 15.6 | 2013-09-26 | 17321 | 20.5
40 | 2013-10-06 | 2523.773 | 17.9048 | 2013-10-02 | 17992 | 24.6
41 | 2013-10-13 | 2431.049 | 13.5048 | 2013-10-09 | 17386 | 17.6
42 | 2013-10-20 | 2428.382 | 12.4619 | 2013-10-15 | 17497 | 17.1
43 | 2013-10-27 | 2568.283 | 6.6905 | 2013-10-24 | 18084 | 8.3
44 | 2013-11-03 | 2575.664 | 4.3048 | 2013-10-29 | 18356 | 6.6
45 | 2013-11-10 | 2613.409 | 6.2381 | 2013-11-04 | 18791 | 5.2
46 | 2013-11-17 | 2658.795 | 5.3476 | 2013-11-12 | 19763 | 0.5
47 | 2013-11-24 | 2766.996 | 1.0286 | 2013-11-24 | 19790 | -5.2
48 | 2013-11-30 | 2510.417 | -1.4143 | 2013-11-28 | 20469 | -3.3
49 | 2013-12-08 | 2843.653 | 0.71905 | 2013-12-02 | 20029 | 2.5
50 | 2013-12-15 | 3088.18 | -7.5905 | 2013-12-12 | 21727 | -7.8
51 | 2013-12-22 | 2533.378 | -3.0143 | 2013-12-16 | 21867 | -8.3
52 | 2013-12-29 | 3428.571 | -3.4048 | 2013-12-24 | 18960 | -9.9
1 | 2014-01-05 | 2980.559 | -9.9143 | 2014-01-02 | 22342 | -17.9
2 | 2014-01-12 | 3047.657 | -6.2667 | 2014-01-07 | 22725 | -17.4
3 | 2014-01-19 | 2893.573 | -1.0524 | 2014-01-15 | 20465 | -1.2
4 | 2014-01-26 | 3255.467 | -13.2571 | 2014-01-22 | 22717 | -14.4
5 | 2014-02-02 | 3111.181 | -7.5 | 2014-01-28 | 22377 | -12.8
6 | 2014-02-09 | 3095.934 | -9.9333 | 2014-02-05 | 21296 | -6.8
7 | 2014-02-16 | 3077.107 | -8.5905 | 2014-02-11 | 21772 | -10.2
8 | 2014-02-23 | 2869.348 | -1.419 | 2014-02-18 | 20357 | -1.6
9 | 2014-03-02 | 3075.27 | -10.3714 | 2014-02-27 | 21728 | -12.2
10 | 2014-03-09 | 2981.282 | -7.2286 | 2014-03-03 | 21642 | -12.1
11 | 2014-03-16 | 2821.492 | -1.5952 | 2014-03-13 | 20245 | -8
12 | 2014-03-23 | 2834.923 | -1.3905 | 2014-03-17 | 20120 | -4.5
13 | 2014-03-30 | 2824.759 | -1.1238 | 2014-03-26 | 20046 | -5.1
14 | 2014-04-06 | 2621.434 | 4.2762 | 2014-04-03 | 18027 | 3.4
15 | 2014-04-13 | 2520.922 | 10.0714 | 2014-04-07 | 18102 | 9.1
16 | 2014-04-20 | 2506.027 | 6.0381 | 2014-04-15 | 18552 | -0.9
17 | 2014-04-27 | 2474.661 | 8.7905 | 2014-04-22 | 17253 | 11.3
18 | 2014-05-04 | 2476.605 | 9.119 | 2014-04-30 | 17633 | 6.6
19 | 2014-05-11 | 2372.395 | 14.1714 | 2014-05-07 | 16515 | 13
20 | 2014-05-18 | 2395.651 | 13.8714 | 2014-05-13 | 16859 | 20.6
21 | 2014-05-25 | 2331.344 | 17.0905 | 2014-05-21 | 16532 | 19.6
22 | 2014-06-01 | 2471.538 | 19.6524 | 2014-05-27 | 18762 | 29.4
23 | 2014-06-08 | 2515.024 | 19.8333 | 2014-06-02 | 18848 | 29.1
24 | 2014-06-15 | 2543.584 | 19.8952 | 2014-06-12 | 18594 | 26.2
25 | 2014-06-22 | 2599.973 | 21.0667 | 2014-06-17 | 19826 | 31.2
26 | 2014-06-29 | 2819.858 | 23.1095 | 2014-06-24 | 19847 | 27.9
27 | 2014-07-06 | 2714.132 | 23.3429 | 2014-06-30 | 20852 | 30.3
28 | 2014-07-13 | 2669.169 | 22.2 | 2014-07-07 | 20006 | 28.4
29 | 2014-07-20 | 2552.327 | 19.6857 | 2014-07-14 | 18418 | 22.4
30 | 2014-07-27 | 2741.847 | 22.7857 | 2014-07-22 | 21250 | 29.8
31 | 2014-08-03 | 2568.17 | 20.5286 | 2014-08-01 | 18453 | 27
32 | 2014-08-10 | 2650.137 | 21.681 | 2014-08-06 | 18833 | 24.7
33 | 2014-08-17 | 2568.169 | 19.481 | 2014-08-11 | 19849 | 27.5
34 | 2014-08-24 | 2668.166 | 20.7238 | 2014-08-21 | 19519 | 25.7
35 | 2014-08-31 | 2737.966 | 22.9857 | 2014-08-26 | 21457 | 31.3
36 | 2014-09-07 | 2734.093 | 22.9905 | 2014-09-05 | 21341 | 31.4
37 | 2014-09-14 | 2509.656 | 15.7048 | 2014-09-10 | 18939 | 22.7
38 | 2014-09-21 | 2416.075 | 15.4762 | 2014-09-15 | 17138 | 17.8
39 | 2014-09-28 | 2449.553 | 17.6095 | 2014-09-25 | 17439 | 20.9
40 | 2014-10-05 | 2455.573 | 15.6 | 2014-09-29 | 18206 | 23.9
41 | 2014-10-12 | 2413.467 | 10.8429 | 2014-10-09 | 17405 | 13.9
42 | 2014-10-19 | 2395.899 | 13.6714 | 2014-10-14 | 17562 | 22.1
43 | 2014-10-26 | 2452.995 | 10.5667 | 2014-10-20 | 17679 | 11.8
44 | 2014-11-02 | 2516.429 | 6.4143 | 2014-10-30 | 17777 | 9.1
45 | 2014-11-09 | 2562.845 | 6.1619 | 2014-11-07 | 18215 | 9
46 | 2014-11-16 | 2648.011 | 4.2238 | 2014-11-13 | 19129 | 16.5
47 | 2014-11-23 | 2821.612 | -3.4048 | 2014-11-19 | 20091 | 0.8
48 | 2014-11-30 | 2775.392 | 2.7714 | 2014-11-28 | 19823 | 1.3
49 | 2014-12-07 | 3283.115 | -0.72381 | 2014-12-02 | 20813 | -1.2
50 | 2014-12-14 | 2859.799 | 0.39048 | 2014-12-11 | 20252 | -3.9
51 | 2014-12-21 | 2411.784 | 0.33333 | 2014-12-18 | 20068 | -0.7
52 | 2014-12-28 | 2822.78 | 4.4286 | 2014-12-22 | 19495 | 1.6
1 | 2015-01-04 | 2301.463 | -3.0095 | 2014-12-30 | 19294 | -3.4
2 | 2015-01-11 | 3057.961 | -10.5857 | 2015-01-07 | 21689 | -15.7
3 | 2015-01-18 | 3017.139 | -6.4905 | 2015-01-13 | 21134 | -11.6
4 | 2015-01-25 | 2937.356 | -5.0667 | 2015-01-20 | 20704 | -6.7
5 | 2015-02-01 | 3027.87 | -7.981 | 2015-01-27 | 20823 | -6.8
6 | 2015-02-08 | 3041.641 | -8.3238 | 2015-02-02 | 20807 | -11.3
7 | 2015-02-15 | 3084.421 | -11.6714 | 2015-02-12 | 21014 | -14.5
8 | 2015-02-22 | 3132.266 | -13.0905 | 2015-02-19 | 21474 | -15.8
9 | 2015-03-01 | 3090.03 | -12.0143 | 2015-02-23 | 21440 | -15.5
10 | 2015-03-08 | 2913.928 | -5.5048 | 2015-03-05 | 20934 | -9.6
11 | 2015-03-15 | 2638.4 | 3.0333 | 2015-03-09 | 18606 | 5.4
12 | 2015-03-22 | 2632.494 | 1.0476 | 2015-03-18 | 18457 | 2
13 | 2015-03-29 | 2715.982 | -1.5143 | 2015-03-23 | 19292 | -2.9
14 | 2015-04-05 | 2505.908 | 4.6714 | 2015-03-30 | 18059 | 6.9
15 | 2015-04-12 | 2545.891 | 6.8667 | 2015-04-08 | 18322 | 2.4
16 | 2015-04-19 | 2332.075 | 12.8905 | 2015-04-16 | 16601 | 14.9
17 | 2015-04-26 | 2442.08 | 6.4 | 2015-04-23 | 17598 | 2.8
18 | 2015-05-03 | 2313.268 | 14.7286 | 2015-04-27 | 16471 | 12.1
19 | 2015-05-10 | 2410.036 | 18.5333 | 2015-05-08 | 16839 | 24.1
20 | 2015-05-17 | 2348.964 | 15.181 | 2015-05-11 | 17104 | 19.2
21 | 2015-05-24 | 2299.844 | 16.1762 | 2015-05-18 | 16442 | 28.2
22 | 2015-05-31 | 2569.175 | 21.2905 | 2015-05-26 | 19339 | 28.8
23 | 2015-06-07 | 2363.66 | 15.8952 | 2015-06-05 | 17230 | 24.3
24 | 2015-06-14 | 2485.383 | 19.8905 | 2015-06-10 | 18133 | 27.6
25 | 2015-06-21 | 2552.342 | 20.7619 | 2015-06-15 | 18899 | 24.1
26 | 2015-06-28 | 2526.585 | 19.4143 | 2015-06-22 | 19328 | 25.5
27 | 2015-07-05 | 2378.004 | 19.6 | 2015-07-05 | 17258 | 25.6
28 | 2015-07-12 | 2668.985 | 22.2762 | 2015-07-06 | 19906 | 26.6
29 | 2015-07-19 | 2745.486 | 22.7905 | 2015-07-13 | 20698 | 28.1
30 | 2015-07-26 | 2782.495 | 23.7429 | 2015-07-20 | 20434 | 28
31 | 2015-08-02 | 2964.323 | 25.6143 | 2015-07-28 | 22508 | 32.5
32 | 2015-08-09 | 2540.375 | 21.081 | 2015-08-04 | 18181 | 25.8
33 | 2015-08-16 | 2730.578 | 22.8476 | 2015-08-16 | 20595 | 30.4
34 | 2015-08-23 | 2843.997 | 23.1333 | 2015-08-17 | 22396 | 32.1
35 | 2015-08-30 | 2541.425 | 19.3762 | 2015-08-30 | 18040 | 25.4
36 | 2015-09-06 | 3001.099 | 25.8 | 2015-09-02 | 21922 | 32.6
37 | 2015-09-13 | 2697.254 | 20.5619 | 2015-09-08 | 21842 | 28.7
38 | 2015-09-20 | 2580.759 | 20.8571 | 2015-09-17 | 20119 | 27.2
39 | 2015-09-27 | 2446.319 | 17.6476 | 2015-09-24 | 17875 | 22.6
40 | 2015-10-04 | 2421.31 | 13.7714 | 2015-09-28 | 18125 | 21.7
41 | 2015-10-11 | 2401.672 | 14.2333 | 2015-10-05 | 17363 | 14.2
42 | 2015-10-18 | 2381.522 | 9.8905 | 2015-10-15 | 16920 | 17.6
43 | 2015-10-25 | 2450.749 | 11.0286 | 2015-10-21 | 17269 | 10.6
44 | 2015-11-01 | 2485.082 | 8.6429 | 2015-10-26 | 17633 | 9.7
45 | 2015-11-08 | 2402.716 | 11.919 | 2015-11-03 | 17328 | 20.6
46 | 2015-11-15 | 2469.064 | 7.5571 | 2015-11-10 | 17850 | 9.2
47 | 2015-11-22 | 2481.201 | 6.7762 | 2015-11-17 | 17754 | 7.6
48 | 2015-11-29 | 2613.703 | 4.0429 | 2015-11-23 | 19042 | 1.9
49 | 2015-12-06 | 2254.946 | 4.0333 | 2015-11-30 | 19088 | 3
50 | 2015-12-13 | 2968.924 | 6.6667 | 2015-12-07 | 19002 | 5.4
51 | 2015-12-20 | 2633.978 | 3.8429 | 2015-12-16 | 18979 | 4.3
52 | 2015-12-27 | 2384.288 | 7.0238 | 2015-12-21 | 18443 | 6.6
53 | 2016-01-03 | 2531.649 | -0.48095 | 2016-01-03 | 18387 | 1.6
1 | 2016-01-10 | 2788.552 | -1.4333 | 2016-01-04 | 20719 | -11.8
2 | 2016-01-17 | 2880.036 | -4.2095 | 2016-01-11 | 20456 | -6.6
3 | 2016-01-24 | 2913.484 | -6.3286 | 2016-01-19 | 20616 | -4.3
4 | 2016-01-31 | 2737.29 | 1.0238 | 2016-01-29 | 19334 | -5.1
5 | 2016-02-07 | 2659.753 | 2.9048 | 2016-02-04 | 18732 | 2.9
6 | 2016-02-14 | 2928.908 | -8.2524 | 2016-02-11 | 20638 | -10
7 | 2016-02-21 | 2773.267 | -0.43333 | 2016-02-17 | 19976 | -1.4
8 | 2016-02-28 | 2731.77 | 0.31905 | 2016-02-24 | 19513 | 1.7
9 | 2016-03-06 | 2774.538 | -3.5571 | 2016-03-01 | 19933 | -7.9
10 | 2016-03-13 | 2473.733 | 8.8381 | 2016-03-07 | 17751 | 11.5
11 | 2016-03-20 | 2492.021 | 4.8952 | 2016-03-14 | 17209 | 8.7
12 | 2016-03-27 | 2515.03 | 1.9524 | 2016-03-24 | 18071 | -0.2
13 | 2016-04-03 | 2481.273 | 5.0333 | 2016-03-29 | 17370 | 7.2
14 | 2016-04-10 | 2606.917 | -0.86667 | 2016-04-04 | 18021 | -2.4
15 | 2016-04-17 | 2425.388 | 8.0048 | 2016-04-12 | 17669 | 6.7
16 | 2016-04-24 | 2305.512 | 11.7 | 2016-04-18 | 16356 | 22.9
17 | 2016-05-01 | 2362.348 | 7.1381 | 2016-04-25 | 16796 | 7.4
18 | 2016-05-08 | 2270.087 | 12 | 2016-05-02 | 16020 | 12
19 | 2016-05-15 | 2270.723 | 12.219 | 2016-05-12 | 15980 | 20.5
20 | 2016-05-22 | 2256.595 | 14.8667 | 2016-05-19 | 15942 | 19.7
21 | 2016-05-29 | 2403.564 | 23.9762 | 2016-05-27 | 19637 | 28.9
22 | 2016-06-05 | 2599.792 | 21.6619 | 2016-05-30 | 19852 | 27.2
23 | 2016-06-12 | 2375.761 | 17.9857 | 2016-06-11 | 17525 | 30.2
24 | 2016-06-19 | 2588.618 | 21.9857 | 2016-06-19 | 20020 | 32.1
25 | 2016-06-26 | 2743.584 | 23.8762 | 2016-06-20 | 21673 | 34
26 | 2016-07-03 | 2563.388 | 22.3667 | 2016-06-27 | 21680 | 32.5
27 | 2016-07-10 | 2862.87 | 25.3 | 2016-07-07 | 21388 | 30.9
28 | 2016-07-17 | 2832.049 | 24.7 | 2016-07-13 | 22709 | 35
29 | 2016-07-24 | 2927.854 | 26.1476 | 2016-07-22 | 22068 | 35.1
30 | 2016-07-31 | 2899.923 | 25.7333 | 2016-07-27 | 21707 | 33.7
31 | 2016-08-07 | 2944.088 | 25.9571 | 2016-08-04 | 22364 | 31.9
32 | 2016-08-14 | 3104.654 | 27.3571 | 2016-08-10 | 23128 | 34.8
33 | 2016-08-21 | 2925.272 | 24.2952 | 2016-08-19 | 21654 | 29.3
34 | 2016-08-28 | 2849.378 | 24.3524 | 2016-08-25 | 21510 | 29.7
35 | 2016-09-04 | 2647.95 | 21.9714 | 2016-08-30 | 21380 | 30.1
36 | 2016-09-11 | 2875.792 | 25.2 | 2016-09-07 | 23106 | 34.5
37 | 2016-09-18 | 2523.08 | 20.2476 | 2016-09-13 | 18966 | 27.8
38 | 2016-09-25 | 2555.66 | 19.9476 | 2016-09-19 | 19615 | 25.6
39 | 2016-10-02 | 2370.988 | 16.3238 | 2016-09-27 | 16876 | 21.8
40 | 2016-10-09 | 2361.984 | 16.3762 | 2016-10-06 | 17376 | 23
41 | 2016-10-16 | 2300.832 | 13.8333 | 2016-10-11 | 16802 | 16.5
42 | 2016-10-23 | 2378.094 | 13.9857 | 2016-10-18 | 17360 | 25.2
43 | 2016-10-30 | 2466.419 | 7.2143 | 2016-10-27 | 18018 | 5.2
44 | 2016-11-06 | 2047.66 | 10.1714 | 2016-11-02 | 17131 | 18
45 | 2016-11-13 | 2394.658 | 7.9476 | 2016-11-08 | 17349 | 15.8
46 | 2016-11-20 | 2464.404 | 7.9143 | 2016-11-20 | 17779 | 1.4
47 | 2016-11-27 | 2658.614 | 2.5286 | 2016-11-23 | 19203 | 0.2
48 | 2016-12-04 | 2564.837 | 5.7238 | 2016-11-28 | 18210 | 7
49 | 2016-12-10 | 2332.178 | -0.48095 | 2016-12-09 | 19264 | -1.4
50 | 2016-12-18 | 2873.365 | -5.081 | 2016-12-15 | 20657 | -8.1
51 | 2016-12-25 | 3496.243 | -1.5857 | 2016-12-19 | 20592 | -7.8
52 | 2017-01-01 | 2194.803 | 0.15714 | 2016-12-28 | 17992 | -1.8
1 | 2017-01-08 | 2800.458 | -5.0571 | 2017-01-05 | 19869 | -6.6
2 | 2017-01-15 | 2791.668 | -1.5571 | 2017-01-09 | 20192 | -3.3
3 | 2017-01-22 | 2683.189 | 2.3524 | 2017-01-17 | 19118 | 1.7
4 | 2017-01-29 | 2682.02 | 0.59524 | 2017-01-24 | 18640 | 1.2
5 | 2017-02-05 | 2799.958 | -3.9333 | 2017-01-30 | 19704 | -4.9
6 | 2017-02-12 | 2791.09 | -2.3667 | 2017-02-07 | 19584 | -1.1
7 | 2017-02-19 | 2624.133 | 0.45714 | 2017-02-16 | 19189 | -3.7
8 | 2017-02-26 | 2472.737 | 4.5333 | 2017-02-21 | 17837 | 5.5
9 | 2017-03-05 | 2635.347 | -0.2381 | 2017-03-03 | 19004 | -5.6
10 | 2017-03-12 | 2648.322 | -0.27619 | 2017-03-10 | 18977 | -4.6
11 | 2017-03-19 | 2689.337 | -2.681 | 2017-03-13 | 19109 | -6.1
12 | 2017-03-26 | 2570.353 | 2.8857 | 2017-03-22 | 18574 | -2.5
13 | 2017-04-02 | 2479.132 | 6.7571 | 2017-03-30 | 17510 | 2.9
14 | 2017-04-09 | 2395.597 | 8.2048 | 2017-04-06 | 17281 | 7.3
15 | 2017-04-16 | 2228.476 | 13.0762 | 2017-04-12 | 16506 | 7.7
16 | 2017-04-23 | 2301.158 | 10.0524 | 2017-04-20 | 16381 | 5.4
17 | 2017-04-30 | 2255.022 | 11.581 | 2017-04-25 | 15935 | 9.3
18 | 2017-05-07 | 2331.499 | 8.681 | 2017-05-04 | 16227 | 10
19 | 2017-05-14 | 2283.432 | 10.1619 | 2017-05-08 | 16078 | 11.1
20 | 2017-05-21 | 2275.55 | 16.3476 | 2017-05-18 | 17704 | 29.6
21 | 2017-05-28 | 2250.356 | 16.0667 | 2017-05-25 | 15950 | 11.9
22 | 2017-06-04 | 2276.16 | 17.7857 | 2017-05-29 | 16317 | 25.1
23 | 2017-06-11 | 2391.17 | 19.9714 | 2017-06-11 | 18926 | 31.6
24 | 2017-06-18 | 2710.523 | 23.5667 | 2017-06-12 | 21165 | 32.4
25 | 2017-06-25 | 2514.885 | 20.7524 | 2017-06-19 | 18783 | 25.8
26 | 2017-07-02 | 2429.473 | 21.2333 | 2017-06-30 | 18253 | 27.9
27 | 2017-07-09 | 2564.696 | 22.919 | 2017-07-06 | 20312 | 29.6
28 | 2017-07-16 | 2641.147 | 22.4524 | 2017-07-11 | 20191 | 28.9
29 | 2017-07-23 | 2751.121 | 23.7905 | 2017-07-19 | 20580 | 31.5
30 | 2017-07-30 | 2540.604 | 21.8524 | 2017-07-27 | 19098 | 25.8
31 | 2017-08-06 | 2680.86 | 22.7905 | 2017-07-31 | 20184 | 30.8
32 | 2017-08-13 | 2550.852 | 22.0524 | 2017-08-09 | 19389 | 28.7
33 | 2017-08-20 | 2628.866 | 22.0619 | 2017-08-15 | 19198 | 27.2
34 | 2017-08-27 | 2482.693 | 19.8762 | 2017-08-21 | 20313 | 30
35 | 2017-09-03 | 2338.323 | 17.7238 | 2017-08-30 | 17703 | 23.9
36 | 2017-09-10 | 2247.089 | 16.6667 | 2017-09-05 | 16449 | 21
37 | 2017-09-17 | 2489.987 | 21.0095 | 2017-09-14 | 18415 | 27
38 | 2017-09-24 | 2771.142 | 24.2905 | 2017-09-24 | 20394 | 33.3
39 | 2017-10-01 | 2574.485 | 18.5667 | 2017-09-25 | 21682 | 31.3
40 | 2017-10-08 | 2374.265 | 19.4905 | 2017-10-04 | 17491 | 26.5
41 | 2017-10-15 | 2326.158 | 15.8048 | 2017-10-10 | 16620 | 22.9
42 | 2017-10-22 | 2276.504 | 15.0333 | 2017-10-16 | 16750 | 10.1
43 | 2017-10-29 | 2351.981 | 10.3095 | 2017-10-26 | 16698 | 10.6
44 | 2017-11-05 | 2448.709 | 8.081 | 2017-11-01 | 17664 | 6.7
45 | 2017-11-12 | 2573.358 | 2.3333 | 2017-11-10 | 18731 | -4
46 | 2017-11-19 | 2593.993 | 4.0905 | 2017-11-13 | 18616 | 5.3
47 | 2017-11-26 | 2582.342 | 4.1286 | 2017-11-22 | 18924 | 0.1
48 | 2017-12-03 | 2945.44 | 4.6762 | 2017-11-27 | 18998 | 3
49 | 2017-12-10 | 2308.909 | 1.1714 | 2017-12-07 | 19148 | 0.1
50 | 2017-12-17 | 3356.972 | -7.419 | 2017-12-13 | 20293 | -7.5
51 | 2017-12-24 | 2791.103 | -1.4714 | 2017-12-21 | 19627 | -2.9
52 | 2017-12-31 | 2472.533 | -12.5476 | 2017-12-28 | 20010 | -12.8
1 | 2018-01-07 | 3045.502 | -13.0476 | 2018-01-05 | 20747 | -15.2
2 | 2018-01-14 | 2841.975 | -1.9143 | 2018-01-14 | 19921 | -6.7
3 | 2018-01-21 | 2857.148 | -3.4571 | 2018-01-15 | 20175 | -7.3
4 | 2018-01-28 | 2752.903 | 0.21905 | 2018-01-24 | 19844 | -5.3
5 | 2018-02-04 | 2871.627 | -5.0286 | 2018-01-30 | 20211 | -8.3
6 | 2018-02-11 | 2928.324 | -6.9 | 2018-02-07 | 19913 | -5.1
7 | 2018-02-18 | 2730.743 | -0.79524 | 2018-02-13 | 19555 | -4.1
8 | 2018-02-25 | 2622.584 | 4.1095 | 2018-02-22 | 18620 | 1.4
9 | 2018-03-04 | 2536.83 | 3.9667 | 2018-02-26 | 17795 | 7
10 | 2018-03-11 | 2644.177 | -0.085714 | 2018-03-06 | 18393 | 0.2
11 | 2018-03-18 | 2611.579 | -0.17143 | 2018-03-12 | 18079 | -0.3
12 | 2018-03-25 | 2568.737 | -0.24286 | 2018-03-19 | 18015 | -0.1
13 | 2018-04-01 | 2458.085 | 3.9333 | 2018-03-27 | 17354 | 3
14 | 2018-04-08 | 2573.814 | 0.69048 | 2018-04-04 | 17882 | 2.4
15 | 2018-04-15 | 2582.041 | 2.1762 | 2018-04-09 | 17555 | 2.9
16 | 2018-04-22 | 2482.217 | 4.2286 | 2018-04-17 | 17480 | 0.7
17 | 2018-04-29 | 2319.02 | 9.6381 | 2018-04-25 | 16167 | 11
18 | 2018-05-06 | 2239.906 | 17.6238 | 2018-05-02 | 16086 | 27.5
19 | 2018-05-13 | 2234.572 | 13.9381 | 2018-05-08 | 15706 | 18.5
20 | 2018-05-20 | 2255.281 | 16.8667 | 2018-05-14 | 15980 | 24.1
21 | 2018-05-27 | 2375.999 | 20.5714 | 2018-05-25 | 17788 | 30.2
22 | 2018-06-03 | 2694.117 | 23.0476 | 2018-05-28 | 20394 | 30.7
23 | 2018-06-10 | 2332.158 | 17.3524 | 2018-06-08 | 16765 | 21.9
24 | 2018-06-17 | 2570.35 | 22.3571 | 2018-06-17 | 20161 | 31.3
25 | 2018-06-24 | 2589.977 | 20.6095 | 2018-06-18 | 20992 | 30.2
26 | 2018-07-01 | 2799.84 | 24.5 | 2018-06-29 | 21037 | 31
27 | 2018-07-08 | 2918.27 | 25.5048 | 2018-07-05 | 23374 | 33.2
28 | 2018-07-15 | 2959.067 | 25.5905 | 2018-07-15 | 21510 | 29.9
29 | 2018-07-22 | 2806.574 | 23.5857 | 2018-07-16 | 21455 | 31.5
30 | 2018-07-29 | 2804.722 | 23.5524 | 2018-07-24 | 21545 | 29.5
31 | 2018-08-05 | 2903.656 | 25.219 | 2018-08-03 | 21028 | 28.5
32 | 2018-08-12 | 2886.233 | 24.3524 | 2018-08-07 | 21190 | 27.5
33 | 2018-08-19 | 2947.795 | 24.6095 | 2018-08-15 | 21456 | 30.9
34 | 2018-08-26 | 2701.424 | 22.6238 | 2018-08-20 | 20142 | 25
35 | 2018-09-02 | 2867.372 | 23.8286 | 2018-08-28 | 22175 | 31.7
36 | 2018-09-09 | 2762.349 | 22.0048 | 2018-09-05 | 23131 | 33.9
37 | 2018-09-16 | 2678.651 | 21.0952 | 2018-09-16 | 20871 | 28.3
38 | 2018-09-23 | 2579.775 | 19.4524 | 2018-09-17 | 21233 | 26.3
39 | 2018-09-30 | 2380.053 | 15.619 | 2018-09-25 | 17419 | 20.4
40 | 2018-10-07 | 2394.01 | 12.7381 | 2018-10-02 | 16841 | 12.9
41 | 2018-10-14 | 2397.565 | 14.7 | 2018-10-09 | 18640 | 28.6
42 | 2018-10-21 | 2409.557 | 7.7714 | 2018-10-17 | 17040 | 8.5
43 | 2018-10-28 | 2514.239 | 5.3143 | 2018-10-24 | 17481 | 5.2
44 | 2018-11-04 | 2501.666 | 6.3857 | 2018-10-29 | 17267 | 8.5
45 | 2018-11-11 | 2555.529 | 5.1952 | 2018-11-09 | 18209 | 2.6
46 | 2018-11-18 | 2700.142 | 0.41905 | 2018-11-14 | 19232 | 0.3
47 | 2018-11-25 | 2739.306 | -0.68095 | 2018-11-22 | 20048 | -6.6
48 | 2018-12-02 | 2713.598 | 2.5476 | 2018-11-27 | 19248 | 1.2
49 | 2018-12-07 | 2019.62 | -1.8905 | 2018-12-07 | 19686 | -4
50 | 2018-12-16 | 3213.188 | 1.019 | 2018-12-11 | 19718 | -1.4
51 | 2018-12-23 | 2723.873 | 1.019 | 2018-12-18 | 19450 | 0.2
52 | 2018-12-30 | 2915.267 | 0.34286 | 2018-12-27 | 18108 | -0.2
1 | 2019-01-06 | 2616.032 | 0.071429 | 2019-01-02 | 19580 | -3.9
2 | 2019-01-13 | 2826.392 | -4.2524 | 2019-01-10 | 19872 | -5.1
3 | 2019-01-20 | 2947.535 | -6.981 | 2019-01-20 | 20841 | -14.5
4 | 2019-01-27 | 2983.872 | -7.0667 | 2019-01-21 | 21356 | -11.8
5 | 2019-02-03 | 3039.29 | -9.4762 | 2019-01-31 | 21174 | -14.6
6 | 2019-02-10 | 2825.025 | -1.5571 | 2019-02-06 | 19739 | -1.1
7 | 2019-02-17 | 2825.059 | -3.4714 | 2019-02-12 | 20043 | -1.2
8 | 2019-02-24 | 2768.176 | -2.0905 | 2019-02-19 | 19796 | -4.4
9 | 2019-03-03 | 2863.896 | -6.5167 | 2019-02-27 | 20436 | -7.7
10 | 2019-03-10 | 2833.518 | -6.8929 | 2019-03-05 | 20176 | -9
11 | 2019-03-17 | 2603.892 | 1.8333 | 2019-03-11 | 18103 | 2
12 | 2019-03-24 | 2559.903 | 3.1619 | 2019-03-18 | 18023 | 2.6
13 | 2019-03-31 | 2530.669 | 3.3833 | 2019-03-26 | 17633 | 3.6
14 | 2019-04-07 | 2474.168 | 5.1238 | 2019-04-01 | 17516 | 2.8
15 | 2019-04-14 | 2432.225 | 7.019 | 2019-04-11 | 17180 | 1.3
16 | 2019-04-21 | 2348.088 | 8.5762 | 2019-04-15 | 16614 | 8.3
17 | 2019-04-28 | 2332.199 | 9.1143 | 2019-04-24 | 16068 | 12.8
18 | 2019-05-05 | 2398.814 | 8.2857 | 2019-04-29 | 16946 | 6.9
19 | 2019-05-12 | 2293.824 | 11.0429 | 2019-05-09 | 15930 | 14.4
20 | 2019-05-19 | 2311.692 | 12.8381 | 2019-05-13 | 16416 | 7.2
21 | 2019-05-26 | 2263.491 | 16.2048 | 2019-05-22 | 15851 | 15.1
22 | 2019-06-02 | 2321.033 | 15.5857 | 2019-05-27 | 16051 | 22.5
23 | 2019-06-09 | 2325.469 | 17.6571 | 2019-06-07 | 16394 | 25.8
24 | 2019-06-16 | 2313.68 | 17.2286 | 2019-06-10 | 16208 | 18.4
25 | 2019-06-23 | 2433.787 | 20.3857 | 2019-06-19 | 17956 | 24.8
26 | 2019-06-30 | 2699.016 | 23.6095 | 2019-06-27 | 20178 | 28.9
27 | 2019-07-07 | 2873.591 | 24.8952 | 2019-07-05 | 21727 | 30.2
28 | 2019-07-14 | 2776.132 | 23.5 | 2019-07-10 | 21007 | 28.9
29 | 2019-07-21 | 3032.724 | 25.9286 | 2019-07-20 | 21636 | 32.4
30 | 2019-07-28 | 2840.069 | 23.9476 | 2019-07-26 | 21010 | 29.1
31 | 2019-08-04 | 2836.533 | 24.0619 | 2019-07-29 | 21614 | 31.4
32 | 2019-08-11 | 2687.182 | 23.3524 | 2019-08-07 | 20920 | 27.7
33 | 2019-08-18 | 2769.827 | 23.0143 | 2019-08-13 | 21061 | 28.1
34 | 2019-08-25 | 2679.421 | 21.9238 | 2019-08-21 | 21376 | 30.2
35 | 2019-09-01 | 2505.522 | 20.3524 | 2019-08-28 | 18637 | 26.9
36 | 2019-09-08 | 2386.035 | 18.1714 | 2019-09-03 | 17581 | 22
37 | 2019-09-15 | 2435.541 | 18.5333 | 2019-09-11 | 19703 | 28.6
38 | 2019-09-22 | 2476.362 | 20.481 | 2019-09-22 | 18758 | 30.7
39 | 2019-09-29 | 2406.897 | 18.4524 | 2019-09-23 | 17942 | 24.3
40 | 2019-10-06 | 2374.288 | 14.5905 | 2019-10-01 | 18222 | 31.2
41 | 2019-10-13 | 2286.694 | 13.2667 | 2019-10-07 | 16422 | 17.7
42 | 2019-10-20 | 2332.984 | 9.5905 | 2019-10-17 | 16740 | 8.5
43 | 2019-10-27 | 2347.65 | 11.1619 | 2019-10-24 | 16476 | 13.4
44 | 2019-11-03 | 2445.165 | 7.4762 | 2019-11-01 | 17017 | 4.6
45 | 2019-11-10 | 2561.37 | 3.1095 | 2019-11-07 | 18253 | 2.4
46 | 2019-11-17 | 2777.214 | -3.3333 | 2019-11-13 | 19534 | -4.1
47 | 2019-11-24 | 2647.337 | 2.9548 | 2019-11-18 | 19044 | 2.1
48 | 2019-12-01 | 2669.441 | 2.2167 | 2019-12-01 | 19107 | -1.3
49 | 2019-12-08 | 2792.114 | -0.61905 | 2019-12-02 | 19584 | -1.1
50 | 2019-12-15 | 2793.234 | 0.02381 | 2019-12-11 | 20228 | -3
51 | 2019-12-22 | 3251.249 | -3.519 | 2019-12-19 | 20823 | -7.8
52 | 2019-12-29 | 2108.993 | 2.5952 | 2019-12-23 | 17518 | 8.6
1 | 2020-01-05 | 2527.453 | 2.1143 | 2020-01-05 | 17946 | 0.9
2 | 2020-01-12 | 2767.482 | 0.07619 | 2020-01-08 | 19759 | -4.5
3 | 2020-01-19 | 2856.195 | -2.1476 | 2020-01-17 | 19989 | -8.5
4 | 2020-01-26 | 2801.928 | -1.3429 | 2020-01-20 | 19982 | -5.3
5 | 2020-02-02 | 2789.92 | -1.3857 | 2020-01-29 | 19370 | -2.9
6 | 2020-02-09 | 2806.795 | -3.2333 | 2020-02-06 | 19257 | -3.6
7 | 2020-02-16 | 2782.415 | -2.7 | 2020-02-14 | 19813 | -10.4
8 | 2020-02-23 | 2664.318 | -0.86667 | 2020-02-20 | 19663 | -4.7
9 | 2020-03-01 | 2716.574 | -1.5714 | 2020-02-27 | 19116 | -3.8
10 | 2020-03-08 | 2593.923 | 3.1667 | 2020-03-03 | 18046 | 3.8
11 | 2020-03-15 | 2517.192 | 4.9238 | 2020-03-11 | 17662 | 3.4
12 | 2020-03-22 | 2525.756 | 2.5286 | 2020-03-16 | 17414 | 3.9
13 | 2020-03-29 | 2381.873 | 6.3619 | 2020-03-23 | 16935 | 3.5
14 | 2020-04-05 | 2235.936 | 7.5476 | 2020-03-30 | 15763 | 8
15 | 2020-04-12 | 2142.126 | 7.8143 | 2020-04-07 | 14803 | 13.6
16 | 2020-04-19 | 2226.22 | 4.5476 | 2020-04-15 | 15450 | 4.4
17 | 2020-04-26 | 2186.118 | 5.4238 | 2020-04-21 | 15334 | 3.6
18 | 2020-05-03 | 2074.461 | 12.119 | 2020-04-30 | 14475 | 13.2
19 | 2020-05-10 | 2145.501 | 6.1286 | 2020-05-08 | 14730 | 4.8
20 | 2020-05-17 | 2135.825 | 9.4571 | 2020-05-14 | 14954 | 12.3
21 | 2020-05-24 | 2090.504 | 17.2714 | 2020-05-24 | 15545 | 25.7
22 | 2020-05-31 | 2479.051 | 20.7524 | 2020-05-26 | 20582 | 30.6
23 | 2020-06-07 | 2371.542 | 21.3762 | 2020-06-05 | 18973 | 27.6
24 | 2020-06-14 | 2372.026 | 19.4714 | 2020-06-10 | 20580 | 31.6
25 | 2020-06-21 | 2628.362 | 22.7762 | 2020-06-20 | 20024 | 30.4
26 | 2020-06-28 | 2645.033 | 23.619 | 2020-06-22 | 20415 | 29.7
27 | 2020-07-05 | 2942.976 | 27.2571 | 2020-07-02 | 22589 | 34.6
28 | 2020-07-12 | 3181.686 | 27.4905 | 2020-07-09 | 24497 | 34
29 | 2020-07-19 | 2916.228 | 25.219 | 2020-07-17 | 22195 | 30.6
30 | 2020-07-26 | 2890.849 | 24.7905 | 2020-07-26 | 22648 | 33.3
31 | 2020-08-02 | 2948.168 | 25.7048 | 2020-07-27 | 23901 | 31.3
32 | 2020-08-09 | 2606.352 | 22.0048 | 2020-08-09 | 20521 | 30.4
33 | 2020-08-16 | 2967.735 | 25.181 | 2020-08-10 | 23745 | 31.9
34 | 2020-08-23 | 2684.076 | 22.9286 | 2020-08-23 | 21353 | 31.3
35 | 2020-08-30 | 2730.506 | 22.7714 | 2020-08-24 | 23357 | 32.4
36 | 2020-09-06 | 2516.733 | 20.7857 | 2020-09-01 | 20341 | 27.4
37 | 2020-09-13 | 2345.377 | 17.7429 | 2020-09-09 | 16595 | 18.2
38 | 2020-09-20 | 2256.233 | 14.3762 | 2020-09-16 | 16056 | 24.8
39 | 2020-09-27 | 2359.117 | 19.3476 | 2020-09-24 | 16954 | 23.8
40 | 2020-10-04 | 2343.523 | 13.8238 | 2020-09-28 | 18076 | 25.9
41 | 2020-10-11 | 2269.56 | 13.3476 | 2020-10-08 | 16055 | 16
42 | 2020-10-18 | 2268.958 | 12.0095 | 2020-10-15 | 16376 | 11.9
43 | 2020-10-25 | 2387.319 | 10.081 | 2020-10-19 | 16946 | 8
44 | 2020-11-01 | 2495.502 | 5.1714 | 2020-10-27 | 17628 | 7
45 | 2020-11-08 | 2379.319 | 12.1667 | 2020-11-02 | 18169 | 4.2
46 | 2020-11-15 | 2387.329 | 10.2643 | 2020-11-13 | 17331 | 8.7
47 | 2020-11-22 | 2545.051 | 4.6367 | 2020-11-18 | 18958 | 0.2
48 | 2020-11-29 | 2573.636 | 4.75 | 2020-11-24 | 19172 | 0.1
49 | 2020-12-06 | 2264.397 | 0.91905 | 2020-12-01 | 18959 | -0.5
50 | 2020-12-13 | 3079.802 | 2.1429 | 2020-12-07 | 19403 | 0.9
51 | 2020-12-20 | 2811.958 | -2.3 | 2020-12-16 | 20675 | -6.8
52 | 2020-12-27 | 2618.5 | 0.96667 | 2020-12-22 | 19042 | 2.6
53 | 2021-01-03 | 2586.452 | 0.17143 | 2020-12-29 | 19053 | -1.8
1 | 2021-01-10 | 2748.677 | -1.0857 | 2021-01-08 | 19296 | -3.6
2 | 2021-01-17 | 2698.095 | 1.0238 | 2021-01-12 | 19427 | -1.6
3 | 2021-01-24 | 2787.687 | -2.8857 | 2021-01-20 | 19515 | -4.5
4 | 2021-01-31 | 2875.028 | -5.7286 | 2021-01-28 | 20154 | -8.4
5 | 2021-02-07 | 2822.533 | -4.7 | 2021-02-01 | 19818 | -4
6 | 2021-02-14 | 2958.496 | -8.4952 | 2021-02-08 | 20361 | -6.9
7 | 2021-02-21 | 2869.063 | -5.9714 | 2021-02-16 | 20221 | -7.1
8 | 2021-02-28 | 2677.562 | 1.9429 | 2021-02-22 | 18774 | 2.8
9 | 2021-03-07 | 2723.977 | -2.6905 | 2021-03-01 | 19485 | -0.8
10 | 2021-03-14 | 2516.079 | 5.6762 | 2021-03-08 | 18026 | 9.4
11 | 2021-03-21 | 2529.233 | 3.7143 | 2021-03-15 | 17940 | -1.4
12 | 2021-03-28 | 2386.575 | 9.9524 | 2021-03-26 | 16268 | 9.6
13 | 2021-04-04 | 2365.144 | 5.6571 | 2021-04-01 | 16767 | 1.8
14 | 2021-04-11 | 2231.181 | 13.7524 | 2021-04-05 | 15668 | 12.8
15 | 2021-04-18 | 2306.786 | 8.981 | 2021-04-15 | 15802 | 8
16 | 2021-04-25 | 2326.647 | 7.1857 | 2021-04-20 | 16402 | 4.8
17 | 2021-05-02 | 2279.233 | 9.8524 | 2021-04-29 | 15646 | 10.5
18 | 2021-05-09 | 2272.663 | 9.6667 | 2021-05-03 | 15827 | 12.4
19 | 2021-05-16 | 2202.781 | 13.3952 | 2021-05-11 | 15447 | 9.5
20 | 2021-05-23 | 2473.753 | 22.5476 | 2021-05-21 | 19259 | 31.5
21 | 2021-05-30 | 2291.647 | 15.7381 | 2021-05-25 | 19291 | 31.6
22 | 2021-06-06 | 2495.72 | 22.7 | 2021-06-06 | 20677 | 33.5
23 | 2021-06-13 | 2787.64 | 23.981 | 2021-06-07 | 21207 | 31.1
24 | 2021-06-20 | 2453.821 | 20.6667 | 2021-06-20 | 18486 | 26.1
25 | 2021-06-27 | 2575.032 | 22.3714 | 2021-06-27 | 20656 | 30.7
26 | 2021-07-04 | 2714.895 | 23.6476 | 2021-06-28 | 22193 | 31.6
27 | 2021-07-11 | 2618.1 | 21.4429 | 2021-07-06 | 21748 | 31.7
28 | 2021-07-18 | 2759.419 | 23.5571 | 2021-07-14 | 21487 | 29.2
29 | 2021-07-25 | 2705.506 | 22.7714 | 2021-07-19 | 20895 | 28.9
30 | 2021-08-01 | 2564.649 | 21.0333 | 2021-07-26 | 20858 | 30.1
31 | 2021-08-08 | 2701.63 | 23.0857 | 2021-08-05 | 20993 | 27.3
32 | 2021-08-15 | 2947.49 | 25.2476 | 2021-08-09 | 22335 | 30.6
33 | 2021-08-22 | 3002.528 | 25.2429 | 2021-08-19 | 21877 | 30.8
34 | 2021-08-29 | 3137.955 | 26.6333 | 2021-08-24 | 22909 | 33.1
35 | 2021-09-05 | 2602.69 | 21.081 | 2021-08-30 | 21570 | 28.7
36 | 2021-09-12 | 2451.704 | 20.3714 | 2021-09-07 | 18560 | 25.5
37 | 2021-09-19 | 2487.729 | 20.0381 | 2021-09-17 | 18786 | 26
38 | 2021-09-26 | 2359.527 | 16.5143 | 2021-09-21 | 17846 | 24.4
39 | 2021-10-03 | 2347.134 | 16.8976 | 2021-09-27 | 16826 | 24.2
40 | 2021-10-10 | 2423.924 | 17.619 | 2021-10-07 | 17039 | 19.8
41 | 2021-10-17 | 2367.858 | 17.0571 | 2021-10-12 | 17270 | 21.95
42 | 2021-10-24 | 2344.856 | 11.6095 | 2021-10-18 | 16337 | 13.8
43 | 2021-10-31 | 2400.534 | 9.4414 | 2021-10-25 | 16946 | 8.25
44 | 2021-11-07 | 2460.598 | 6.1143 | 2021-11-04 | 17537 | 9
45 | 2021-11-14 | 2451.66 | 8.4762 | 2021-11-14 | 17628 | 4.7
46 | 2021-11-21 | 2567.212 | 5.0238 | 2021-11-16 | 18445 | 5.5
47 | 2021-11-28 | 2679.479 | 1.0571 | 2021-11-23 | 18744 | 3.3
48 | 2021-12-05 | 2748.075 | 1.5714 | 2021-11-29 | 19612 | 0.15
49 | 2021-12-11 | 2859.142 | 1.7429 | 2021-12-08 | 20443 | -2
50 | 2021-12-19 | 2672.947 | 3.8381 | 2021-12-19 | 19133 | -3.4
51 | 2021-12-26 | 2272.806 | 0.59524 | 2021-12-22 | 19457 | -0.7
52 | 2022-01-02 | 2988.475 | 0.20476 | 2022-01-02 | 18986 | -6.3
1 | 2022-01-09 | 2867.241 | -3.8857 | 2022-01-07 | 20239 | -7
2 | 2022-01-16 | 3020.725 | -7.6524 | 2022-01-11 | 21420 | -10
3 | 2022-01-23 | 3009.042 | -7.9667 | 2022-01-20 | 21166 | -12.1
4 | 2022-01-30 | 3094.318 | -10.4095 | 2022-01-24 | 21146 | -6.1
5 | 2022-02-06 | 2960.041 | -4.6905 | 2022-02-04 | 20513 | -10.6
6 | 2022-02-13 | 2832.569 | -2.0286 | 2022-02-13 | 20058 | -9.5
7 | 2022-02-20 | 2885.157 | -3.5571 | 2022-02-14 | 20783 | -9.8
8 | 2022-02-27 | 2837.291 | -3.2381 | 2022-02-23 | 19978 | -4.8
9 | 2022-03-06 | 2781.134 | -1.0857 | 2022-02-28 | 19972 | -5.9
10 | 2022-03-13 | 2756.58 | -1.1571 | 2022-03-07 | 18836 | 1
11 | 2022-03-20 | 2567.324 | 5.881 | 2022-03-15 | 17886 | 0.7
12 | 2022-03-27 | 2584.788 | 3.4905 | 2022-03-23 | 17862 | 3.3
13 | 2022-04-03 | 2631.049 | 1.4714 | 2022-03-28 | 18833 | -5.4
14 | 2022-04-10 | 2445.197 | 7.2524 | 2022-04-04 | 16901 | 7.9
15 | 2022-04-17 | 2301.483 | 9.0905 | 2022-04-11 | 16157 | 12.1
16 | 2022-04-24 | 2395.123 | 7.9476 | 2022-04-18 | 16992 | 6.6
17 | 2022-05-01 | 2357.543 | 8.0619 | 2022-04-27 | 16727 | 3.5
18 | 2022-05-08 | 2288.564 | 11.7905 | 2022-05-03 | 16193 | 12.1
19 | 2022-05-15 | 2420.061 | 19.7 | 2022-05-15 | 18286 | 28.9
20 | 2022-05-22 | 2336.128 | 16.7381 | 2022-05-20 | 16239 | 23.6
21 | 2022-05-29 | 2332.369 | 18.0952 | 2022-05-26 | 17195 | 26.6
22 | 2022-06-05 | 2537.915 | 21.119 | 2022-05-31 | 21305 | 32.2
23 | 2022-06-12 | 2378.093 | 18.9286 | 2022-06-08 | 16558 | 22.2
24 | 2022-06-19 | 2555.752 | 21.0762 | 2022-06-16 | 21211 | 32.2
25 | 2022-06-26 | 2850.099 | 25.3667 | 2022-06-22 | 21826 | 34.6
26 | 2022-07-03 | 2545.54 | 21.8905 | 2022-06-30 | 19242 | 25.7
27 | 2022-07-10 | 2636.564 | 22.2286 | 2022-07-07 | 19479 | 25
28 | 2022-07-17 | 2778.325 | 23.5238 | 2022-07-11 | 20476 | 30.8
29 | 2022-07-24 | 3097.347 | 27.8333 | 2022-07-19 | 22713 | 34.2
30 | 2022-07-31 | 2766.036 | 22.7381 | 2022-07-28 | 20533 | 28.7
31 | 2022-08-07 | 2984.792 | 25.8476 | 2022-08-06 | 21622 | 31.1
32 | 2022-08-14 | 2741.31 | 22.4857 | 2022-08-08 | 21426 | 30.9
33 | 2022-08-21 | 2837.659 | 23.4476 | 2022-08-18 | 20733 | 27.4
34 | 2022-08-28 | 2803.392 | 22.6286 | 2022-08-24 | 21399 | 28.7
35 | 2022-09-04 | 2768.199 | 22.619 | 2022-08-29 | 21697 | 30.5
36 | 2022-09-11 | 2631.655 | 21.2905 | 2022-09-09 | 19909 | 26.5
37 | 2022-09-18 | 2530.077 | 19.6905 | 2022-09-12 | 18941 | 23.7
38 | 2022-09-25 | 2440.529 | 17.8238 | 2022-09-19 | 18808 | 27.5
39 | 2022-10-02 | 2329.524 | 13.3095 | 2022-09-27 | 16395 | 16.5
40 | 2022-10-09 | 2357.445 | 12.8333 | 2022-10-05 | 16565 | 21.6
41 | 2022-10-16 | 2313.652 | 13.2667 | 2022-10-13 | 16252 | 14.8
42 | 2022-10-23 | 2388.92 | 9.681 | 2022-10-20 | 16960 | 6.8
43 | 2022-10-30 | 2366.94 | 10.3714 | 2022-10-27 | 16629 | 9.9
44 | 2022-11-06 | 2383.733 | 13.8714 | 2022-11-02 | 16690 | 14.1
45 | 2022-11-13 | 2451.794 | 8.7333 | 2022-11-08 | 17636 | 9.1
46 | 2022-11-20 | 2743.599 | -0.90476 | 2022-11-20 | 19100 | -3.6
47 | 2022-11-27 | 2668.657 | 4.4095 | 2022-11-21 | 19219 | 7.2
48 | 2022-12-04 | 2720.887 | 2.5619 | 2022-12-01 | 19285 | 1.4
49 | 2022-12-11 | 2390.011 | 1.8667 | 2022-12-09 | 19209 | 0.5
50 | 2022-12-18 | 2877.925 | -1.3429 | 2022-12-12 | 20246 | -2
51 | 2022-12-24 | 2498.242 | -3.5286 | 2022-12-19 | 19892 | 0.8
52 | 2023-01-01 | 3352.878 | 3.9429 | 2022-12-27 | 18647 | -2.7
1 | 2023-01-08 | 2758.054 | 9.2381 | 2023-01-08 | 19145 | 10
2 | 2023-01-15 | 2902.869 | 7.1905 | 2023-01-11 | 19834 | 10
3 | 2023-01-22 | 2848.659 | 7.9524 | 2023-01-19 | 19571 | 10
4 | 2023-01-29 | 2860.668 | 8.8571 | 2023-01-25 | 19602 | 5
5 | 2023-02-05 | 3028.967 | -2.8048 | 2023-02-03 | 21301 | -15.5
6 | 2023-02-12 | 2754.954 | 2.0381 | 2023-02-06 | 19595 | -1.7
7 | 2023-02-19 | 2695.121 | 2.6905 | 2023-02-17 | 19439 | -5
8 | 2023-02-26 | 2840.656 | -2.381 | 2023-02-23 | 20084 | -4.6
9 | 2023-03-05 | 2772.582 | 0.56667 | 2023-02-27 | 19616 | -1.3
10 | 2023-03-12 | 2715.289 | -0.8381 | 2023-03-10 | 18544 | -0.1
11 | 2023-03-19 | 2703.566 | 0.76667 | 2023-03-13 | 18389 | -0.4
12 | 2023-03-26 | 2614.795 | 4.5857 | 2023-03-24 | 17653 | 2.4
13 | 2023-04-02 | 2614.37 | 3.2333 | 2023-03-29 | 17965 | 8.3
14 | 2023-04-09 | 2451.281 | 6.4557 | 2023-04-05 | 17392 | 6.95
15 | 2023-04-16 | 2319.164 | 19.8643 | 2023-04-13 | 16537 | 28.95
16 | 2023-04-23 | 2410.193 | 7.6952 | 2023-04-18 | 16640 | 4.05
17 | 2023-04-30 | 2431.248 | 7.969 | 2023-04-24 | 16656 | 9.05
18 | 2023-05-07 | 2379.279 | 9.5762 | 2023-05-02 | 16484 | 6.5
19 | 2023-05-14 | 2309.979 | 17.3333 | 2023-05-12 | 16648 | 27
20 | 2023-05-21 | 2298.549 | 14.4571 | 2023-05-17 | 15971 | 11
21 | 2023-05-28 | 2277.446 | 15.9619 | 2023-05-28 | 16518 | 27.6
22 | 2023-06-04 | 2714.703 | 23.0333 | 2023-06-02 | 21527 | 31.6
23 | 2023-06-11 | 2434.275 | 18.8905 | 2023-06-05 | 17730 | 24.3
24 | 2023-06-18 | 2430.125 | 18.0333 | 2023-06-18 | 16916 | 24.3
25 | 2023-06-25 | 2777.778 | 22.5524 | 2023-06-21 | 20337 | 26.8
26 | 2023-07-02 | 2730.731 | 22.0952 | 2023-06-30 | 19792 | 25.2
27 | 2023-07-09 | 2919.107 | 24.15 | 2023-07-05 | 22682 | 30.95
28 | 2023-07-16 | 2786.581 | 22.7476 | 2023-07-10 | 21118 | 28.35
29 | 2023-07-23 | 2788.889 | 22.8048 | 2023-07-20 | 20656 | 27
30 | 2023-07-30 | 2930.606 | 24.1381 | 2023-07-27 | 21516 | 29
31 | 2023-08-06 | 2711.472 | 22.0286 | 2023-08-03 | 21295 | 29.1
32 | 2023-08-13 | 2738.292 | 22.9905 | 2023-08-09 | 21125 | 28.2
33 | 2023-08-20 | 2677.927 | 21.3571 | 2023-08-16 | 20821 | 26.8
34 | 2023-08-27 | 2651.031 | 20.1952 | 2023-08-21 | 19471 | 24
35 | 2023-09-03 | 2592.702 | 18.681 | 2023-09-03 | 19526 | 22.2
36 | 2023-09-10 | 2918.15 | 18.1619 | 2023-09-05 | 23559 | 24.2
37 | 2023-09-17 | 2488.632 | 21.4524 | 2023-09-11 | 18965 | 22.9
38 | 2023-09-24 | 2424.984 | 20.5381 | 2023-09-21 | 17280 | 25.2
39 | 2023-10-01 | 2475.184 | 20.8571 | 2023-10-01 | 17311 | 26.9
40 | 2023-10-08 | 2592.116 | 19.0714 | 2023-10-03 | 20766 | 30
41 | 2023-10-15 | 2404.223 | 10.6143 | 2023-10-10 | 16894 | 12.8
42 | 2023-10-22 | 2435.498 | 11.381 | 2023-10-16 | 16869 | 11.5
43 | 2023-10-29 | 2447.685 | 14.281 | 2023-10-23 | 17013 | 13.7
44 | 2023-11-05 | 2589.671 | 6.2857 | 2023-11-01 | 18170 | 4.4
45 | 2023-11-12 | 2661.355 | 5.2762 | 2023-11-08 | 19366 | 0.6
46 | 2023-11-19 | 2605.763 | 7.1476 | 2023-11-14 | 18301 | 9.1
47 | 2023-11-26 | 2779.011 | 2.1381 | 2023-11-20 | 19479 | 0.4
48 | 2023-12-03 | 2834.018 | 1.181 | 2023-11-28 | 20269 | -1.5
49 | 2023-12-10 | 2834.801 | 3.7381 | 2023-12-06 | 19991 | 0.2
50 | 2023-12-17 | 2375.44 | 3.3714 | 2023-12-13 | 19925 | 3
51 | 2023-12-24 | 3225.166 | 1.119 | 2023-12-19 | 19702 | -0.9
52 | 2023-12-31 | 2549.777 | 4.4571 | 2023-12-30 | 18241 | 0.2
1 | 2024-01-07 | 2849.764 | -1.4905 | 2024-01-04 | 20109 | -3.1
2 | 2024-01-14 | 2902.584 | 0.1381 | 2024-01-09 | 19874 | 2.2
3 | 2024-01-21 | 3119.757 | -8.9571 | 2024-01-15 | 21081 | -9
4 | 2024-01-28 | 2918.879 | 1.0667 | 2024-01-22 | 20456 | -1.2
5 | 2024-02-04 | 2831.597 | 1.5333 | 2024-01-30 | 19523 | 1.9
6 | 2024-02-11 | 2726.211 | 3.6762 | 2024-02-05 | 19112 | 3.1
7 | 2024-02-18 | 2880.556 | -1.9381 | 2024-02-16 | 19521 | -1
8 | 2024-02-25 | 2756.548 | 0.65714 | 2024-02-20 | 19025 | 3.2
9 | 2024-03-03 | 2696.804 | 4.4714 | 2024-02-29 | 19624 | -3
10 | 2024-03-10 | 2565.62 | 7.0524 | 2024-03-10 | 17541 | -0.6
11 | 2024-03-17 | 2534.182 | 7.4952 | 2024-03-11 | 17323 | 7.4
12 | 2024-03-24 | 2779.916 | -2.0095 | 2024-03-21 | 18902 | -1.8
13 | 2024-03-31 | 2532.722 | 5.8857 | 2024-03-27 | 17508 | 10.9
14 | 2024-04-07 | 2543.842 | 6.3429 | 2024-04-03 | 17947 | 6.1
15 | 2024-04-14 | 2412.129 | 11.3762 | 2024-04-11 | 16619 | 12.9
16 | 2024-04-21 | 2435.482 | 9.7095 | 2024-04-19 | 16584 | 14.9
17 | 2024-04-28 | 2396.297 | 10.1905 | 2024-04-25 | 16506 | 7.9
18 | 2024-05-05 | 2359.978 | 14.4286 | 2024-04-29 | 16329 | 9.9
19 | 2024-05-12 | 2327.749 | 14.3762 | 2024-05-08 | 15988 | 20
20 | 2024-05-19 | 2416.477 | 18.1333 | 2024-05-16 | 16619 | 20.9
21 | 2024-05-26 | 2591.702 | 21.6048 | 2024-05-22 | 20402 | 29.1
22 | 2024-06-02 | 2405.724 | 15.8111 | 2024-05-27 | 17291 | 24.2
23 | 2024-06-09 | 2598.025 | 19.8381 | 2024-06-04 | 20692 | 26.8
24 | 2024-06-16 | 2526.989 | 18.9429 | 2024-06-13 | 20220 | 30.1
25 | 2024-06-23 | 3110.749 | 25.1476 | 2024-06-19 | 23803 | 34.2
26 | 2024-06-30 | 2666.331 | 21.3905 | 2024-06-24 | 20982 | 28.1
27 | 2024-07-07 | 2847.757 | 23.4619 | 2024-07-05 | 21578 | 27.9
28 | 2024-07-14 | 3022.439 | 24.0048 | 2024-07-08 | 21979 | 29
29 | 2024-07-21 | 2875.998 | 23.0381 | 2024-07-15 | 21430 | 23.8
30 | 2024-07-28 | 2910.273 | 23.4857 | 2024-07-28 | 21710 | 28.2
31 | 2024-08-04 | 3254.234 | 26.4238 | 2024-07-31 | 23206 | 31.1
32 | 2024-08-11 | 2751.129 | 21.4048 | 2024-08-09 | 20784 | 27.2
33 | 2024-08-18 | 2901.005 | 22.8524 | 2024-08-15 | 21982 | 27.9
34 | 2024-08-25 | 2605.803 | 19.519 | 2024-08-25 | 20707 | 27.1
35 | 2024-09-01 | 2935.475 | 23.1095 | 2024-08-27 | 22503 | 31.1
36 | 2024-09-08 | 2504.95 | 17.9238 | 2024-09-05 | 19873 | 24.2
37 | 2024-09-15 | 2678.865 | 20.381 | 2024-09-15 | 20402 | 27.1
38 | 2024-09-22 | 2801.838 | 21.5381 | 2024-09-16 | 21643 | 28
39 | 2024-09-29 | 2595.066 | 20.181 | 2024-09-26 | 18357 | 24
40 | 2024-10-06 | 2493.17 | 17.5476 | 2024-09-30 | 18453 | 22.8
41 | 2024-10-13 | 2457.04 | 12.0524 | 2024-10-10 | 17159 | 14.2
42 | 2024-10-20 | 2448.06 | 10.6952 | 2024-10-16 | 17205 | 10.2
43 | 2024-10-27 | 2498.609 | 12.8571 | 2024-10-21 | 17209 | 26
44 | 2024-11-03 | 2540.856 | 11.4381 | 2024-10-28 | 17591 | 9.8
45 | 2024-11-10 | 2533.01 | 12.1333 | 2024-11-04 | 17812 | 14.1
46 | 2024-11-17 | 2641.032 | 7.1095 | 2024-11-14 | 18497 | 8.9
47 | 2024-11-24 | 2663.051 | 6.5429 | 2024-11-21 | 18481 | 5.1
48 | 2024-11-30 | 2406.491 | 1.4476 | 2024-12-01 | 19212 | 0.8
49 | 2024-12-08 | 3401.395 | -0.49048 | 2024-12-06 | 20421 | -2
50 | 2024-12-15 | 3408.632 | -0.40952 | 2024-12-12 | 20991 | -4.8
51 | 2024-12-22 | 2989.209 | -2.1143 | 2024-12-22 | 21016 | -10.5
52 | 2024-12-29 | 2783.16 | 1.2048 | 2024-12-23 | 20350 | -0.6
1 | 2025-01-05 | 2425.874 | -0.4 | 2025-01-05 | 20647 | -1
2 | 2025-01-12 | 3122.446 | -5.7095 | 2025-01-08 | 21504 | -6.6
3 | 2025-01-19 | 3073.46 | -3.7238 | 2025-01-16 | 21103 | -4.9
4 | 2025-01-26 | 3205.609 | -8.319 | 2025-01-22 | 22058 | -12
5 | 2025-02-02 | 3099.635 | -4.4762 | 2025-01-28 | 21092 | -5.1
6 | 2025-02-09 | 3112.475 | -3.5952 | 2025-02-05 | 20917 | -5.1
7 | 2025-02-16 | 3116.52 | -5.6286 | 2025-02-12 | 21115 | -6
8 | 2025-02-23 | 3096.877 | -7.2286 | 2025-02-19 | 21399 | -6.9
9 | 2025-03-02 | 2911.95 | -0.36667 | 2025-03-02 | 20232 | -5.3
10 | 2025-03-09 | 2836.548 | 1.5381 | 2025-03-03 | 19553 | 2.8
11 | 2025-03-16 | 2636.842 | 6.4333 | 2025-03-12 | 18720 | 0.9
12 | 2025-03-23 | 2626.909 | 5.7762 | 2025-03-17 | 18437 | 5.1
13 | 2025-03-30 | 2740.993 | 2.6714 | 2025-03-26 | 18565 | 3.8
14 | 2025-04-06 | 2616.332 | 5.5143 | 2025-04-02 | 19271 | 0.1
15 | 2025-04-13 | 2656.301 | 3.5143 | 2025-04-08 | 18508 | 1.1
16 | 2025-04-20 | 2463.399 | 9.6571 | 2025-04-16 | 17570 | 5.8
17 | 2025-04-27 | 2431.357 | 12.9714 | 2025-04-23 | 16501 | 15
18 | 2025-05-04 | 2408.851 | 15.8111 | 2025-05-01 | 16635 | 9.1
19 | 2025-05-11 | 2401.107 | 0 | 2025-05-07 | 16320 | 23
20 | 2025-05-18 | 2500.327 | 0 | 2025-05-16 | 18190 | 27.1
21 | 2025-05-25 | 2409.852 | 0 | 2025-05-22 | 16664 | 10.8
Back to main menu

## Table 3.4.2
Back to main menu
Table 3.4.2: Monthly Weather and Demand History
Month | Energy Demand (GWh) | Reported Embedded Generation (GWh) | Peak Demand (MW) | Average Hour (MW) | Minimum Hour (MW) | 90th Percentile (MW) | # of Hours Above 20,000 (MW) | Average Temperature (°C) | Weather Corrected Energy (GWh) | Forecasted Energy (GWh) | Energy Forecast MAPE | Peak Temperature (°C) | Weather Corrected Peak (MW) | Forecasted Peak (MW) | Peak Forecast MAPE
2002-05-31 | 11874.901 |  | 20068 | 15960.8884 | 12092 | 18344.4 | 1 | 12.4667 | 11661.943 | 11525.8367 | 1.167% | 27.9 | 20244.5263 | 19777 | 2.309%
2002-06-30 | 12185.238 |  | 23578 | 16923.9417 | 11537 | 20698 | 97 | 20.19 | 12055.7597 | 11830.544 | 1.868% | 30.7 | 23272.9209 | 21897 | 5.912%
2002-07-31 | 14033.343 |  | 25226 | 18862.0202 | 12348 | 23309.7 | 261 | 25.514 | 13532.3366 | 12956.0938 | 4.258% | 34.7 | 23653.7174 | 23007.2548 | 2.733%
2002-08-31 | 13748.878 |  | 25414 | 18479.6747 | 13077 | 22694.7 | 207 | 23.8785 | 13322.4613 | 12822.9862 | 3.749% | 33.4 | 24272.2514 | 22720.1818 | 6.394%
2002-09-30 | 12593.138 |  | 25062 | 17490.4694 | 12409 | 20801 | 114 | 21.43 | 12144.4221 | 11393.0328 | 6.187% | 33.5 | 21739.209 | 21099.9455 | 2.941%
2002-10-31 | 12397.839 |  | 21216 | 16663.7621 | 12244 | 19077.2 | 25 | 9.8516 | 12155.0684 | 12042.8325 | 0.9234% | 28.8 | 19901.5621 | 20319.2849 | 2.099%
2002-11-30 | 12655.667 |  | 21862 | 17577.3153 | 12709 | 20027.2 | 75 | 3.7489 | 12836.1101 | 12370.454 | 3.628% | 0.1 | 22314.4629 | 22421.8556 | 0.4813%
2002-12-31 | 13483.864 |  | 23334 | 18070.6062 | 13057 | 21021.7 | 197 | -1.2538 | 13500.9659 | 13362.8148 | 1.023% | -1.2 | 23550.9979 | 23522.7043 | 0.1201%
2003-01-31 | 14486.674 |  | 24158 | 19471.336 | 13236 | 22223.4 | 346 | -7.272 | 14211.1695 | 13919.5093 | 2.052% | -13.4 | 23893.0266 | 23850.0397 | 0.1799%
2003-02-28 | 13122.529 |  | 23469 | 19527.5729 | 14523 | 21982.3 | 315 | -6.0738 | 12808.0447 | 12426.863 | 2.976% | -10 | 22949.8962 | 23272.5444 | 1.406%
2003-03-31 | 13414.004 |  | 23117 | 18029.5753 | 13289 | 20781.2 | 142 | 0.44409 | 13159.4331 | 12901.8683 | 1.957% | -14.3 | 21751.8023 | 22090.2796 | 1.556%
2003-04-30 | 12097.332 |  | 21010 | 16801.85 | 12290 | 19540.6 | 53 | 6.7444 | 12069.9486 | 11760.2993 | 2.565% | -1.8 | 20846.9119 | 19850.9002 | 4.778%
2003-05-31 | 11627.445 |  | 18741 | 15628.2863 | 11604 | 17985.6 | 0 | 13.2559 | 11741.5567 | 11691.2195 | 0.4287% | 13.1 | 19844.7318 | 19853.0281 | 0.04181%
2003-06-30 | 11884.956 |  | 24753 | 16506.8833 | 11821 | 19404.9 | 58 | 19.6744 | 11841.7488 | 12214.3634 | 3.147% | 33.3 | 23523.3557 | 22798.6336 | 3.081%
2003-07-31 | 12897.586 |  | 23175 | 17335.4651 | 11957 | 20680.5 | 139 | 22.7849 | 12968.9604 | 13433.0128 | 3.578% | 31.3 | 23762.5491 | 23684.1903 | 0.3298%
2003-08-31 | 12514.308 |  | 23891 | 16820.3065 | 2270 | 21000.8 | 144 | 22.5495 | 12171.8874 | 13155.7383 | 8.083% | 31 | 23561.0011 | 23347.1957 | 0.9075%
2003-09-30 | 11794.469 |  | 20700 | 16381.2069 | 11802 | 19023.3 | 14 | 18.04 | 11779.2706 | 11789.027 | 0.08283% | 26.8 | 20307.2007 | 21599.7344 | 6.365%
2003-10-31 | 12159.932 |  | 20408 | 16343.9946 | 11941 | 18583.6 | 4 | 9.9935 | 12134.778 | 12368.2786 | 1.924% | 9.7 | 21259.1741 | 20666.6154 | 2.787%
2003-11-30 | 12389.858 |  | 21584 | 17208.1361 | 12724 | 19670.3 | 54 | 5.4578 | 12865.0242 | 12585.1188 | 2.176% | 13.4 | 22716.1034 | 22681.1697 | 0.1538%
2003-12-31 | 13327.663 |  | 22798 | 17779.9919 | 12550 | 20959.3 | 165 | 0.45591 | 13534.0494 | 13768.4138 | 1.732% | -5.6 | 23431.3362 | 23858.3895 | 1.823%
2004-01-31 | 14767.413 |  | 24937 | 19848.6734 | 13219 | 22977 | 399 | -8.5817 | 14323.0642 | 14191.7421 | 0.9169% | -19.7 | 24408.7438 | 24078.4061 | 1.353%
2004-02-29 | 13088.075 |  | 22608 | 18804.7055 | 14243 | 21145.5 | 249 | -2.554 | 13173.0548 | 13033.9545 | 1.056% | -3.9 | 23057.4279 | 23556.2598 | 2.163%
2004-03-31 | 13224.641 |  | 21634 | 17775.0551 | 13238 | 20123.3 | 84 | 2.9398 | 13203.0654 | 13279.366 | 0.5779% | -3.1 | 21870.1159 | 22452.4608 | 2.663%
2004-04-30 | 11792.132 |  | 19911 | 16377.9611 | 12427 | 18638.3 | 0 | 7.9389 | 11874.9664 | 11891.0349 | 0.1353% | 3.2 | 20525.8394 | 19942.5254 | 2.842%
2004-05-31 | 11835.269 |  | 20327 | 15907.6196 | 11983 | 18401.3 | 4 | 14.3634 | 11790.5055 | 11844.4455 | 0.4575% | 27.3 | 20053.0994 | 20166.6217 | 0.5661%
2004-06-30 | 12045.885 |  | 23163 | 16730.3958 | 12059 | 19989.2 | 72 | 18.8211 | 12217.9222 | 12553.0052 | 2.743% | 31.3 | 23163 | 23585.4466 | 1.824%
2004-07-31 | 12769.985 |  | 23976 | 17163.9583 | 12385 | 20583.8 | 94 | 21.7398 | 12930.3649 | 13366.3211 | 3.372% | 30.1 | 24618.2502 | 23677.3092 | 3.822%
2004-08-31 | 12746.297 |  | 23159 | 17132.1183 | 12223 | 20350.3 | 97 | 20.7581 | 12964.5229 | 13300.7716 | 2.594% | 28.6 | 23229.7881 | 23298.2624 | 0.2948%
2004-09-30 | 12369.687 |  | 21911 | 17180.1208 | 12285 | 20296.4 | 102 | 19.7733 | 12205.4933 | 11892.6387 | 2.563% | 25.8 | 20958.8749 | 21881.4147 | 4.402%
2004-10-31 | 12215.166 |  | 19829 | 16418.2339 | 12343 | 18770.5 | 0 | 11.7656 | 12456.5009 | 12357.6295 | 0.7937% | 8.8 | 20925.8279 | 21212.056 | 1.368%
2004-11-30 | 12601.008 |  | 22066 | 17501.4 | 12969 | 19980.6 | 71 | 5.8989 | 13148.5344 | 12864.0567 | 2.164% | 5 | 23333.9595 | 22748.6257 | 2.509%
2004-12-31 | 13981.717 |  | 24979 | 18705.2554 | 14169 | 21867.1 | 261 | -2.0914 | 13836.9923 | 13651.944 | 1.337% | -12.3 | 24073.4484 | 23404.0469 | 2.781%
2005-01-31 | 14619.18 |  | 24362 | 19649.4355 | 13545 | 22555.1 | 356 | -6.0849 | 14521.4247 | 14269.3901 | 1.736% | -14.5 | 24173.3301 | 23890.98 | 1.168%
2005-02-28 | 12731.835 |  | 22322 | 18946.183 | 14854 | 21241.5 | 249 | -2.7 | 12865.7476 | 12795.0929 | 0.5492% | -3.9 | 22791.1102 | 23507.03 | 3.141%
2005-03-31 | 13494.28 |  | 22724 | 18137.4731 | 13959 | 20632.1 | 143 | -0.29892 | 13288.2099 | 13401.8026 | 0.8548% | -8.5 | 22667.3301 | 22370.34 | 1.31%
2005-04-30 | 11827.861 |  | 19343 | 16427.5847 | 12279 | 18455.1 | 0 | 9.0533 | 12209.0045 | 12063.7878 | 1.189% | 10.9 | 20931.6333 | 20760.1 | 0.8195%
2005-05-31 | 11744.825 |  | 19007 | 15786.0551 | 11950 | 18139.5 | 0 | 13.2495 | 11734.2216 | 11928.3062 | 1.654% | 22.3 | 18687.7703 | 20306.03 | 8.659%
2005-06-30 | 13499.266 |  | 26157 | 18748.9806 | 12066 | 23349.8 | 260 | 23.7111 | 12679.5247 | 12284.376 | 3.116% | 31.6 | 24410.9107 | 23402.64 | 4.13%
2005-07-31 | 14094.375 |  | 26160 | 18944.0524 | 12109 | 23810.9 | 277 | 25.2505 | 13572.7661 | 13233.9731 | 2.496% | 34.6 | 25823.1716 | 23820.5 | 7.755%
2005-08-31 | 14031.29 |  | 25816 | 18859.2608 | 13487 | 22804.3 | 274 | 23.672 | 13565.2965 | 13465.8968 | 0.7327% | 32.9 | 24779.5218 | 23372.48 | 5.678%
2005-09-30 | 12552.618 |  | 23914 | 17434.1917 | 12541 | 20722.2 | 140 | 20.12 | 12367.9416 | 12151.9814 | 1.746% | 30.1 | 21719.6272 | 22078.34 | 1.652%
2005-10-31 | 12187.328 |  | 20752 | 16380.8172 | 12112 | 18944.1 | 22 | 11.9323 | 12126.6613 | 12472.8188 | 2.855% | 25.8 | 21108.1878 | 20922.81 | 0.8782%
2005-11-30 | 12440.55 |  | 22564 | 17278.5417 | 12548 | 20020.1 | 74 | 5.5967 | 12682.2654 | 12867.08 | 1.457% | -6.3 | 22614.2615 | 22937.6 | 1.43%
2005-12-31 | 13745.639 |  | 23766 | 18422.0914 | 12673 | 21484.9 | 250 | -2.7237 | 13620.1354 | 13796.3409 | 1.294% | -4.8 | 24097.0219 | 23641.84 | 1.889%
2006-01-31 | 13596.17 |  | 23052 | 18274.4207 | 13644 | 20907.3 | 189 | 0.7957 | 14274.4358 | 14424.4515 | 1.051% | -5 | 24238.2139 | 24284.96 | 0.1929%
2006-02-28 | 12568.25 | 196.7766 | 22321 | 18702.753 | 14051 | 20957.7 | 220 | -3.0024 | 12600.0722 | 12948.2914 | 2.764% | -0.9 | 22387.273 | 23800.5 | 6.313%
2006-03-31 | 13199.998 | 174.9678 | 21772 | 17741.9341 | 13274 | 20091.1 | 83 | 2.3215 | 13175.0216 | 13634.8299 | 3.49% | -2.2 | 22053.7104 | 22821.37 | 3.481%
2006-04-30 | 11512.852 | 209.6124 | 19582 | 15990.0722 | 12020 | 18469.4 | 0 | 9.45 | 11956.204 | 12047.9755 | 0.7676% | 3.7 | 20333.283 | 20910.04 | 2.837%
2006-05-31 | 11927.478 | 182.5572 | 24857 | 16031.5565 | 11812 | 18116.3 | 42 | 15.6548 | 11823.8872 | 12279.9916 | 3.857% | 32.8 | 21889.4457 | 21678.33 | 0.9645%
2006-06-30 | 12541.936 | 156.8548 | 23349 | 17419.3556 | 11957 | 20688.4 | 143 | 20.8756 | 12477.8857 | 12623.9122 | 1.17% | 30.6 | 23612.7463 | 23998.72 | 1.635%
2006-07-31 | 13853.619 | 105.9768 | 26092 | 18620.4556 | 12470 | 22948.8 | 269 | 24.6108 | 13347.7145 | 13679.2646 | 2.484% | 33.6 | 25257.3418 | 25397.46 | 0.5548%
2006-08-31 | 13308.1 | 102.0594 | 27005 | 17887.2312 | 12545 | 21104.2 | 172 | 22.2785 | 13263.4984 | 13630.8008 | 2.769% | 36.4 | 23880.5188 | 24805.29 | 3.872%
2006-09-30 | 11521.035 | 75.3164 | 19976 | 16001.4375 | 11796 | 18524.1 | 0 | 16.6411 | 11661.5416 | 12254.9406 | 5.089% | 28 | 21526.7648 | 23566.96 | 9.477%
2006-10-31 | 11962.307 | 112.2613 | 19590 | 16078.3696 | 11621 | 18409.9 | 0 | 9.7226 | 11803.3843 | 12521.8009 | 6.087% | 13.5 | 20459.0154 | 21498.15 | 5.079%
2006-11-30 | 12178.739 | 217.4506 | 21267 | 16914.9153 | 12720 | 19351.1 | 30 | 5.9711 | 12633.6484 | 12892.685 | 2.05% | 1.5 | 22968.2115 | 23080.82 | 0.4903%
2006-12-31 | 12884.176 | 213.476 | 22941 | 18010.0014 | 12246 | 20322.4 | 107 | 2.4269 | 13331.6936 | 13800.6488 | 3.518% | -5.5 | 23625.9393 | 24123.74 | 2.107%
2007-01-31 | 13758.097 | 206.1901 | 23537 | 17914.1888 | 12941 | 21448 | 243 | -2.2806 | 14060.0462 | 14347.6006 | 2.045% | -13.1 | 23776.8339 | 24407.33 | 2.652%
2007-02-28 | 13037.578 | 188.1128 | 23935 | 19401.1577 | 14894 | 21908 | 280 | -7.169 | 12657.9939 | 12799.7079 | 1.12% | -14 | 23053.0639 | 23805.23 | 3.263%
2007-03-31 | 13192.72 | 130.1285 | 22969 | 17732.1519 | 13331 | 20433.1 | 121 | 1.6097 | 13158.0262 | 13334.4268 | 1.341% | -12.5 | 22680.4017 | 22410.89 | 1.188%
2007-04-30 | 11827.647 | 154.9039 | 20016 | 16427.2875 | 11819 | 18975.2 | 1 | 7.2678 | 11883.5165 | 11833.3207 | 0.4224% | 4.1 | 21218.7001 | 20306.68 | 4.298%
2007-05-31 | 11818.634 | 186.5976 | 21490 | 15885.2608 | 11814 | 18653.5 | 33 | 15.9075 | 11715.6686 | 11997.9552 | 2.409% | 27.5 | 18881.5106 | 20882.55 | 10.6%
2007-06-30 | 12692.547 | 117.2711 | 25737 | 17628.5375 | 11699 | 21772.7 | 166 | 22.0044 | 12370.1039 | 12397.7724 | 0.2237% | 34.2 | 24968.2328 | 24501.25 | 1.87%
2007-07-31 | 12840.811 | 117.543 | 24561 | 17259.1546 | 11710 | 21065 | 133 | 22.6237 | 13020.6286 | 13470.8252 | 3.458% | 32.6 | 24937.0822 | 25524.57 | 2.356%
2007-08-31 | 13454.57 | 94.9993 | 25584 | 18084.0995 | 12293 | 22075.9 | 206 | 23.614 | 13116.9687 | 13368.0197 | 1.914% | 34.5 | 24566.9071 | 24734.55 | 0.6824%
2007-09-30 | 11916.219 | 59.8788 | 24046 | 16550.3042 | 11867 | 19637 | 51 | 19.5556 | 11730.0385 | 11853.5568 | 1.053% | 32.9 | 20976.0219 | 22636.33 | 7.915%
2007-10-31 | 11908.105 | 93.128 | 19233 | 16005.5175 | 11788 | 18411.2 | 0 | 15.0344 | 12052.1085 | 12419.5501 | 3.049% | 24.3 | 19607.6114 | 21554.34 | 9.928%
2007-11-30 | 12350.431 | 133.6983 | 21814 | 17153.3764 | 12371 | 19847.5 | 60 | 3.4744 | 12534.9107 | 12719.7604 | 1.475% | -0.3 | 22401.7023 | 22807.03 | 1.809%
2007-12-31 | 13407.761 | 151.2253 | 22935 | 17932.1102 | 13146 | 20760.6 | 189 | -1.8172 | 13302.9248 | 13588.2725 | 2.145% | -3.4 | 23142.7472 | 24122.74 | 4.235%
2008-01-31 | 13609.986 | 192.7611 | 22782 | 18292.9919 | 13556 | 20970.1 | 196 | -1.6978 | 13996.4363 | 13978.7473 | 0.1264% | -8 | 23324.016 | 23839.9286 | 2.212%
2008-02-29 | 12896.823 | 182.6809 | 23054 | 18529.9167 | 14295 | 21007 | 204 | -4.3287 | 12775.3563 | 12968.8203 | 1.514% | -9.3 | 22662.4184 | 23331.2989 | 2.951%
2008-03-31 | 13003.771 | 195.6356 | 20990 | 17478.1868 | 13902 | 19568.2 | 31 | -0.62903 | 12635.3784 | 12970.3688 | 2.651% | -1.6 | 21209.0269 | 21883.6734 | 3.181%
2008-04-30 | 11520.396 | 175.7789 | 19512 | 16000.55 | 11571 | 18116.5 | 0 | 10.6456 | 11872.3822 | 11698.943 | 1.461% | 14.1 | 21077.4953 | 20048.0315 | 4.884%
2008-05-31 | 11407.14 | 182.8544 | 18650 | 15332.1774 | 11465 | 17575.7 | 0 | 12.972 | 11443.4889 | 11735.9553 | 2.556% | 26.9 | 20139.9842 | 20210.7676 | 0.3515%
2008-06-30 | 12189.13 | 160.4473 | 24195 | 16929.3472 | 11764 | 20433.6 | 101 | 20.7033 | 11982.089 | 12103.6774 | 1.015% | 33.1 | 23724.3431 | 23892.0192 | 0.7068%
2008-07-31 | 13155.66 | 136.1417 | 23787 | 17682.3387 | 12035 | 21319.6 | 176 | 22.9054 | 13123.8184 | 13161.835 | 0.2897% | 30 | 24987.592 | 25231.8939 | 0.9777%
2008-08-31 | 12548.525 | 152.1998 | 22707 | 16866.297 | 11986 | 19786.9 | 65 | 20.6624 | 12703.1866 | 12926.0971 | 1.755% | 26.1 | 23579.6573 | 24477.7753 | 3.809%
2008-09-30 | 11793.462 | 123.1236 | 22975 | 16379.8083 | 12061 | 18964.3 | 41 | 18.1289 | 11692.7164 | 11529.5318 | 1.396% | 30.3 | 21404.2678 | 22290.904 | 4.142%
2008-10-31 | 11634.137 | 132.3682 | 19366 | 15637.2809 | 11450 | 17924.4 | 0 | 10.0656 | 11691.8059 | 12044.3073 | 3.015% | 4.8 | 19511.6562 | 20907.5479 | 7.154%
2008-11-30 | 11828.99 | 145.2536 | 21279 | 16429.1528 | 11881 | 19036.5 | 24 | 3.7756 | 12095.7719 | 12262.6183 | 1.379% | 3.8 | 22489.0231 | 22119.6095 | 1.643%
2008-12-31 | 13087.707 | 170.3211 | 22541 | 17555.7755 | 11992 | 20509.2 | 121 | -2.4763 | 12907.8943 | 13264.4707 | 2.762% | -3.7 | 22164.6447 | 23154.6001 | 4.466%
2009-01-31 | 13730.291 | 169.634 | 22983 | 18454.6922 | 13872 | 21036.7 | 199.392 | -7.6344 | 13535.4467 | 13686.8304 | 1.118% | -11.3 | 22667.0788 | 23813.0998 | 5.056%
2009-02-28 | 11697.974 | 165.2381 | 22110 | 17407.6994 | 13312 | 19675.5 | 47.712 | -2.5405 | 11749.4678 | 12296.9476 | 4.66% | -13.1 | 21808.7203 | 23220.5185 | 6.474%
2009-03-31 | 12166.882 | 173.3939 | 21466 | 16353.336 | 11855 | 18906.8 | 20.832 | 2.143 | 12165.27 | 12746.6818 | 4.779% | -9.6 | 20868.6368 | 21914.9455 | 5.014%
2009-04-30 | 10746.635 | 180.7399 | 18744 | 14925.8819 | 10790 | 17106.2 | 0 | 8.7178 | 10901.2606 | 11354.7401 | 4.16% | -0.5 | 20344.9145 | 20074.7226 | 1.328%
2009-05-31 | 10504.201 | 197.5122 | 17560 | 14118.5497 | 10794 | 16433.1 | 0 | 14.7226 | 10536.0659 | 11416.2719 | 8.354% | 28.6 | 18785.4908 | 20357.5736 | 8.369%
2009-06-30 | 10884.323 | 147.3338 | 22540 | 15117.1153 | 10678 | 17997.5 | 34.56 | 18.4178 | 11161.8895 | 11587.9581 | 3.817% | 30.7 | 23485.0159 | 23172.7205 | 1.33%
2009-07-31 | 11315.411 | 141.1481 | 20011 | 15208.8858 | 10786 | 18132.3 | 0.744 | 20.3344 | 12091.706 | 12626.1861 | 4.42% | 27.4 | 22352.287 | 24350.6569 | 8.94%
2009-08-31 | 12225.812 | 143.9902 | 24380 | 16432.543 | 11040 | 20682.7 | 122.016 | 21.8935 | 12113.2789 | 12370.0057 | 2.119% | 31.2 | 24120.5582 | 23669.6928 | 1.869%
2009-09-30 | 10931.831 | 112.68 | 19731 | 15183.0986 | 10890 | 18072.2 | 0 | 17.9767 | 10838.0625 | 10978.4771 | 1.296% | 25.1 | 19977.6676 | 21055.1421 | 5.393%
2009-10-31 | 11181.875 | 146.4268 | 18420 | 15029.4019 | 11295 | 17250.6 | 0 | 9.3043 | 11214.1928 | 11567.95 | 3.155% | 4.1 | 19464.8512 | 20214.6873 | 3.852%
2009-11-30 | 11112.909 | 186.1543 | 19710 | 15434.5958 | 11333 | 17812.7 | 0 | 6.9422 | 11605.7866 | 11858.5268 | 2.178% | 3.7 | 21501.2294 | 21361.9788 | 0.6476%
2009-12-31 | 12688.573 | 197.3074 | 21831 | 17054.5336 | 12293 | 19724.4 | 55.8 | -1.4763 | 12677.5761 | 12693.1919 | 0.1232% | -6.7 | 21730.9099 | 21919.3561 | 0.8672%
2010-01-31 | 13145.438 | 206.3791 | 22045 | 17668.5995 | 13075 | 20120.3 | 84.072 | -4.2796 | 13227.8161 | 13097.6605 | 0.984% | -7.3 | 22297.8804 | 22717.3216 | 1.881%
2010-02-28 | 11751.752 | 175.9426 | 21367 | 17487.7262 | 13243 | 19687.6 | 45.696 | -2.644 | 11777.6488 | 11804.099 | 0.2246% | -3.6 | 22020.4448 | 22459.742 | 1.995%
2010-03-31 | 11686.054 | 96.5068 | 19393 | 15707.0618 | 11951 | 17744.6 | 0 | 5.5548 | 12010.9613 | 12430.8985 | 3.496% | 2 | 21346.0734 | 21309.448 | 0.1716%
2010-04-30 | 10474.752 | 174.4465 | 17398 | 14548.2667 | 10618 | 16556.5 | 0 | 11.8533 | 10898.0905 | 10857.612 | 0.3714% | 3.6 | 19258.6821 | 18770.6298 | 2.534%
2010-05-31 | 11368.031 | 153.2328 | 22904 | 15279.6116 | 10914 | 18075.7 | 43.896 | 17.0323 | 10951.2917 | 10814.7613 | 1.247% | 31.4 | 21295.2011 | 18843.502 | 11.51%
2010-06-30 | 11555.961 | 145.4928 | 21527 | 16049.9458 | 11506 | 19165.4 | 43.92 | 20.2422 | 11538.1526 | 11411.3572 | 1.099% | 28.3 | 22474.9206 | 22550.9548 | 0.3383%
2010-07-31 | 13307.242 | 172.6285 | 25075 | 17886.078 | 11400 | 22219.6 | 223.944 | 24.5226 | 12903.2908 | 12442.4622 | 3.571% | 33.3 | 24049.6327 | 23498.3733 | 2.292%
2010-08-31 | 12921.565 | 148.0201 | 24917 | 17367.6949 | 11813 | 21949.3 | 154.752 | 23.5247 | 12462.2289 | 12301.8326 | 1.287% | 32.9 | 24202.4847 | 22972.5225 | 5.082%
2010-09-30 | 11049.081 | 177.8492 | 24444 | 15345.9458 | 11124 | 17783.9 | 34.56 | 17.6822 | 10949.8132 | 11055.5026 | 0.9652% | 32.4 | 21702.065 | 21442.7835 | 1.195%
2010-10-31 | 10929.335 | 220.7635 | 17704 | 14689.9664 | 10816 | 16634.7 | 0 | 11.3839 | 10983.9114 | 11228.8238 | 2.23% | 11.4 | 19199.6083 | 18855.0679 | 1.795%
2010-11-30 | 11303.778 | 237.219 | 19970 | 15699.6917 | 11584 | 17896.8 | 0 | 5.0711 | 11457.171 | 11620.4239 | 1.425% | 4.2 | 20712.8718 | 20717.7815 | 0.0237%
2010-12-31 | 12694.155 | 264.8843 | 22114 | 17062.0363 | 12614 | 19769 | 55.8 | -3.1946 | 12581.1214 | 12708.2117 | 1.01% | -11.6 | 21966.6139 | 21580.6272 | 1.757%
2011-01-31 | 13301.687 | 252.0926 | 22733 | 17878.6116 | 11835 | 20361.5 | 113.832 | -6.0312 | 13237.9305 | 13343.9086 | 0.8006% | -9 | 22876.7298 | 22270.5192 | 2.65%
2011-02-28 | 11775.464 | 233.9528 | 21871 | 17523.0119 | 13358 | 19879.6 | 53.088 | -4.0107 | 11710.5829 | 11979.6008 | 2.297% | -7.7 | 21660.2043 | 21982.186 | 1.487%
2011-03-31 | 12352.443 | 266.6101 | 20667 | 16602.746 | 12736 | 18528.7 | 8.184 | 0.46559 | 12318.7834 | 12467.2468 | 1.205% | -4.3 | 21179.9192 | 20550.1632 | 2.973%
2011-04-30 | 10789.012 | 282.9928 | 17945 | 14984.7389 | 11276 | 17112.6 | 0 | 7.8011 | 11022.5512 | 10965.5571 | 0.5171% | 5.2 | 19571.3477 | 18195.8466 | 7.028%
2011-05-31 | 10781.74 | 261.12 | 20847 | 14491.586 | 10799 | 16552 | 8.928 | 15.1258 | 10594.0641 | 10934.6882 | 3.215% | 29.3 | 18742.8072 | 18515.1791 | 1.214%
2011-06-30 | 11238.277 | 218.9466 | 22765 | 15608.7181 | 10890 | 18748.6 | 18 | 20.4978 | 11253.6631 | 11593.1744 | 3.017% | 33.3 | 22294.084 | 23107.108 | 3.647%
2011-07-31 | 13298.189 | 200.5274 | 25450 | 17873.9099 | 11529 | 21827.5 | 190.464 | 25.7946 | 12809.1348 | 12517.8651 | 2.274% | 37.5 | 23631.2692 | 23538.8355 | 0.3911%
2011-08-31 | 12531.706 | 189.0822 | 22051 | 16843.6909 | 12205 | 20167.4 | 84.072 | 23.0892 | 12292.4814 | 12538.1515 | 1.999% | 31.3 | 22208.747 | 23196.6756 | 4.448%
2011-09-30 | 11144.546 | 169.0598 | 21552 | 15478.5361 | 11300 | 18071.9 | 23.76 | 18.6522 | 11031.1087 | 10964.8288 | 0.6008% | 28.3 | 21317.1824 | 21238.6927 | 0.3682%
2011-10-31 | 11012.737 | 211.1046 | 18234 | 14802.0659 | 11124 | 16971.2 | 0 | 11.6097 | 10973.2195 | 11154.7901 | 1.655% | 4.7 | 18168.0995 | 18437.0481 | 1.48%
2011-11-30 | 11116.536 | 267.3446 | 19673 | 15439.6333 | 11284 | 17789 | 0 | 7.6078 | 11452.4357 | 11622.5291 | 1.485% | 5.6 | 21347.2844 | 20747.3335 | 2.81%
2011-12-31 | 12121.895 | 278.8385 | 20204 | 16292.8696 | 11974 | 18901.5 | 4.464 | 1.3043 | 12314.3757 | 12864.6619 | 4.469% | -1.3 | 20772.1165 | 21942.4375 | 5.634%
2012-01-31 | 12715.234 | 290.1431 | 21847 | 17090.3683 | 12439 | 19422.5 | 31.248 | -0.83763 | 12932.2873 | 13280.0235 | 2.689% | -14.3 | 22084.7322 | 22160.0997 | 0.3413%
2012-02-29 | 11610.18 | 259.7219 | 19956 | 16681.2931 | 13228 | 18709 | 0 | 0.41839 | 11380.2015 | 12202.5791 | 7.226% | 1.3 | 20756.8677 | 21813.8691 | 5.092%
2012-03-31 | 11487.527 | 304.436 | 20332 | 15440.2245 | 11250 | 17580.1 | 2.232 | 7.8925 | 11726.1779 | 12264.8125 | 4.593% | -2.8 | 20595.0545 | 20708.9072 | 0.5528%
2012-04-30 | 10641.371 | 287.2476 | 17874 | 14779.6819 | 11248 | 16598.3 | 0 | 8.6278 | 10883.4994 | 10866.5786 | 0.1555% | 4.1 | 19830.1533 | 18745.092 | 5.472%
2012-05-31 | 11136.995 | 273.7978 | 21106 | 14969.0793 | 10998 | 17581 | 13.392 | 18.0011 | 10838.5019 | 10943.6824 | 0.9704% | 28.6 | 19736.9901 | 19038.2309 | 3.54%
2012-06-30 | 11800.326 | 280.2738 | 24107 | 16389.3417 | 11017 | 20405.4 | 93.6 | 21.7878 | 11511.081 | 11398.2442 | 0.9802% | 34.2 | 22832.4909 | 22569.1521 | 1.153%
2012-07-31 | 13456.845 | 224.7422 | 24636 | 18087.1573 | 12425 | 22075.1 | 212.04 | 25.5516 | 13057.6199 | 12319.3311 | 5.654% | 36.2 | 23630.2664 | 23298.1422 | 1.406%
2012-08-31 | 12632.817 | 218.4517 | 23188 | 16979.5927 | 11676 | 20667.4 | 109.368 | 22.9667 | 12373.2613 | 12419.0386 | 0.37% | 30.1 | 22726.501 | 22956.5741 | 1.012%
2012-09-30 | 11040.767 | 215.7734 | 21183 | 15334.3986 | 11012 | 18710.3 | 23.04 | 17.5778 | 10900.4102 | 10811.3017 | 0.8175% | 27.1 | 20370.1157 | 20506.0631 | 0.6674%
2012-10-31 | 11141.991 | 278.1392 | 18829 | 14975.7944 | 11436 | 16974.5 | 0 | 11.0935 | 11149.8822 | 11199.8353 | 0.448% | 4.3 | 18684.153 | 18345.9037 | 1.81%
2012-11-30 | 11487.169 | 271.2616 | 20144 | 15954.4014 | 11824 | 18349.8 | 2.16 | 4.2867 | 11663.449 | 11629.6439 | 0.2898% | -3.7 | 20258.2258 | 20571.5606 | 1.547%
2012-12-29 | 12156.557 | 285.1456 | 20382 | 17466.3175 | 12670 | 18764.9 | 9.672 | 1.4419 | 12306.8289 | 12612.0073 | 2.48% | -1 | 20910.8981 | 21693.287 | 3.742%
2013-01-31 | 12889.507 | 301.2556 | 22610 | 16274.6301 | 12270 | 20123.6 | 83.328 | -1.7989 | 13061.0693 | 13314.3055 | 1.939% | -11.6 | 22610 | 22013.997 | 2.636%
2013-02-28 | 11742.246 | 289.301 | 21426 | 17473.5804 | 13638 | 19632.9 | 38.976 | -3.6452 | 11668.8474 | 11819.7381 | 1.293% | -5.8 | 21333.0082 | 21773.6201 | 2.065%
2013-03-31 | 11958.319 | 353.2571 | 19825 | 16073.0094 | 11963 | 18101.1 | 0 | 0.98602 | 11869.9986 | 12283.0437 | 3.48% | -1.8 | 20784.4526 | 20634.9497 | 0.7193%
2013-04-30 | 10944.906 | 488.622 | 18854 | 15201.2583 | 11209 | 17185.7 | 0 | 6.9567 | 11090.2932 | 11018.1303 | 0.6507% | 2.3 | 19284.8182 | 18492.3312 | 4.109%
2013-05-31 | 10785.424 | 362.6957 | 20488 | 14496.5376 | 10765 | 16610.7 | 4.464 | 16.5247 | 10533.5712 | 10932.3105 | 3.785% | 29.9 | 18341.9804 | 19100.9692 | 4.138%
2013-06-30 | 11174.679 | 290.1226 | 22662 | 15520.3875 | 10816 | 18354.4 | 43.2 | 19.9844 | 11283.4325 | 11406.4319 | 1.09% | 31.6 | 22719.4401 | 22499.2459 | 0.9692%
2013-07-31 | 12722.707 | 357.4735 | 24927 | 17100.4126 | 11506 | 21288 | 122.76 | 23.2097 | 12736.3503 | 12479.5529 | 2.016% | 34.3 | 24352.1456 | 23212.9348 | 4.678%
2013-08-31 | 12100.351 | 398.7601 | 22833 | 16263.9126 | 11139 | 20243.4 | 84.816 | 22.1183 | 12084.9413 | 12227.7513 | 1.182% | 28.2 | 23255.371 | 22359.7987 | 3.851%
2013-09-30 | 10837.167 | 336.0942 | 22682 | 15051.6208 | 11003 | 17399.6 | 20.88 | 17.26 | 10767.0057 | 11015.3041 | 2.306% | 33.9 | 20422.3176 | 20513.3592 | 0.4458%
2013-10-31 | 11135.689 | 352.2154 | 18445 | 14967.3239 | 11018 | 17040.1 | 0 | 11.7849 | 11114.0467 | 11279.1846 | 1.486% | 6.6 | 18981.007 | 18388.3002 | 3.123%
2013-11-30 | 11640.948 | 422.4146 | 20615 | 16167.9833 | 11571 | 18660.2 | 8.64 | 2.53 | 11709.7788 | 11686.9287 | 0.1951% | -3.3 | 20034.8189 | 20326.4941 | 1.456%
2013-12-31 | 12702.006 | 329.2647 | 21964 | 17072.5887 | 12626 | 19937.2 | 66.216 | -3.5086 | 12528.9266 | 12699.9803 | 1.365% | -8.3 | 21184.5386 | 21395.0558 | 0.9937%
2014-01-31 | 13613.596 | 400.6012 | 22774 | 18297.8441 | 13381 | 20167.4 | 87.048 | -7.8516 | 13409.7767 | 13356.427 | 0.3978% | -17.4 | 22043.8439 | 22319.8106 | 1.252%
2014-02-28 | 12067.276 | 336.7994 | 21905 | 17957.256 | 13981 | 20340.8 | 109.536 | -7.1464 | 11812.9441 | 11748.3799 | 0.5466% | -12.2 | 21218.2216 | 20964.0592 | 1.198%
2014-03-31 | 12672.074 | 436.3629 | 21656 | 17032.3575 | 13296 | 18156.7 | 8.928 | -2.8688 | 12242.1563 | 12054.5719 | 1.532% | -12.1 | 20728.4579 | 19906 | 3.968%
2014-04-30 | 10836.804 | 477.6859 | 18557 | 15051.1167 | 11944 | 16454 | 0 | 7.3289 | 11038.5265 | 10731.1367 | 2.785% | -0.9 | 19249.9632 | 17649 | 8.317%
2014-05-31 | 10642.583 | 485.0087 | 18844 | 14304.547 | 10719 | 16623.2 | 0 | 15.3871 | 10546.4252 | 10790.2174 | 2.312% | 29.4 | 18750.4605 | 18964 | 1.139%
2014-06-30 | 11228.548 | 467.8886 | 20807 | 15595.2056 | 10723 | 17232.9 | 0 | 21.0889 | 11140.5499 | 11346.2756 | 1.847% | 30.3 | 20705.1957 | 22469.55 | 8.521%
2014-07-31 | 11717.444 | 448.354 | 21300 | 15749.2527 | 11321 | 19790.1 | 63.984 | 21.471 | 12324.9268 | 12360.0815 | 0.2852% | 29.8 | 22294.8035 | 22948.69 | 2.933%
2014-08-31 | 11718.183 | 386.2556 | 21363 | 15750.246 | 11362 | 19044 | 47.616 | 21.3172 | 11819.2371 | 11992.5131 | 1.466% | 31.3 | 21644.3547 | 21403.44 | 1.113%
2014-09-30 | 10836.546 | 423.8321 | 21123 | 15050.7583 | 11112 | 19853.4 | 61.2 | 17.9967 | 10671.4853 | 10579.5258 | 0.8617% | 31.4 | 19449.0766 | 19023.2704 | 2.189%
2014-10-31 | 10819.853 | 438.5968 | 17784 | 14542.8132 | 10769 | 16432.6 | 0 | 11.6849 | 10814.1957 | 11126.7565 | 2.89% | 9.1 | 18447.2196 | 18638.7361 | 1.038%
2014-11-30 | 11487.634 | 407.9288 | 20102 | 15955.0472 | 12082 | 17109.3 | 0 | 2.2756 | 11410.1121 | 11497.4835 | 0.7657% | 0.8 | 19923.2587 | 20302.34 | 1.903%
2014-12-31 | 12131.525 | 425.9567 | 20938 | 16305.8132 | 11398 | 17611.5 | 0 | 0.52366 | 12256.0958 | 12769.4956 | 4.189% | -1.2 | 21582.6701 | 21237.74 | 1.598%
2015-01-31 | 13119.979 | 463.1348 | 21814 | 17634.3804 | 13344 | 19048.7 | 26.784 | -6.6624 | 12937.1182 | 13068.9431 | 1.019% | -15.7 | 21503.4489 | 22293.59 | 3.674%
2015-02-28 | 12302.278 | 400.0263 | 21494 | 18306.9613 | 14588 | 18778.7 | 5.376 | -11.4369 | 11740.7311 | 11528.5197 | 1.807% | -15.8 | 19709.6284 | 21016.81 | 6.632%
2015-03-31 | 12044.976 | 496.1172 | 20827 | 16189.4839 | 12675 | 18117.4 | 5.208 | -0.59892 | 11748.227 | 11856.8161 | 0.9243% | -9.6 | 20109.8817 | 19840.93 | 1.337%
2015-04-30 | 10404.962 | 653.8122 | 18462 | 14451.3361 | 10975 | 16390.3 | 0 | 8.6044 | 10624.618 | 10542.0267 | 0.7774% | 2.4 | 19362.8308 | 18121.2 | 6.412%
2015-05-31 | 10547.132 | 531.1322 | 19158 | 14176.2527 | 10657 | 16587.6 | 0 | 17.772 | 10231.5964 | 10635.9243 | 3.952% | 28.8 | 17881.7583 | 19370.33 | 8.325%
2015-06-30 | 10624.316 | 578.9143 | 19339 | 14755.9944 | 10804 | 17220.7 | 0 | 18.9767 | 10908.724 | 11410.2692 | 4.598% | 25.5 | 20554.6293 | 22276.64 | 8.378%
2015-07-31 | 12105.066 | 522.6046 | 22516 | 16270.25 | 11010 | 19756.8 | 61.752 | 23.0602 | 12273.6405 | 12174.2184 | 0.81% | 32.5 | 22638.5319 | 22888.49 | 1.104%
2015-08-31 | 11797.099 | 473.3347 | 22383 | 15856.3159 | 11414 | 19007.1 | 46.872 | 21.8011 | 11782.7212 | 11821.2763 | 0.3272% | 32.1 | 22383 | 21463.69 | 4.107%
2015-09-30 | 11361.901 | 504.8426 | 22063 | 15780.4181 | 10927 | 19812.8 | 61.92 | 20.7778 | 10718.9879 | 10512.648 | 1.925% | 32.6 | 19299.6325 | 18485 | 4.221%
2015-10-31 | 10687.264 | 498.4916 | 17667 | 14364.6022 | 10539 | 16384.2 | 0 | 10.829 | 10731.7474 | 11150.1256 | 3.899% | 13.1 | 18444.3181 | 18339 | 0.571%
2015-11-30 | 10681.592 | 478.3019 | 19239 | 14835.5444 | 11338 | 17157.4 | 0 | 7.5422 | 10867.5486 | 11595.0899 | 6.695% | 1.9 | 19631.9089 | 20306 | 3.434%
2015-12-31 | 11313.857 | 436.8169 | 19161 | 15206.797 | 10811 | 17642 | 0 | 4.8495 | 11784.7123 | 12611.2501 | 7.014% | 6.8 | 20418.0801 | 21160.04 | 3.634%
2016-01-31 | 12384.867 | 473.1992 | 20836 | 16646.3266 | 12116 | 19066 | 24.552 | -2.6 | 12523.599 | 12982.1466 | 3.661% | -11.8 | 21249.7402 | 22360.24 | 5.226%
2016-02-29 | 11471.763 | 479.2653 | 20766 | 16482.4181 | 12533 | 18707.5 | 4.872 | -1.2391 | 11502.97 | 11806.8997 | 2.642% | -10 | 20194.6163 | 20985.25 | 3.915%
2016-03-31 | 11302.963 | 531.3378 | 20063 | 15192.1546 | 11717 | 17387.3 | 0.744 | 3.6194 | 11445.7227 | 11758.7447 | 2.735% | -7.9 | 20324.618 | 20075.21 | 1.227%
2016-04-30 | 10409.92 | 662.1021 | 17821 | 14458.2222 | 11286 | 16583.2 | 0 | 5.97 | 10578.9099 | 10309.6515 | 2.545% | 0.6 | 18912.1728 | 17405.08 | 7.969%
2016-05-31 | 10470.808 | 666.2027 | 19885 | 14073.6667 | 10461 | 17171.1 | 0 | 15.9602 | 10115.8584 | 10530.0143 | 4.094% | 27.2 | 19707.6447 | 19235.65 | 2.395%
2016-06-30 | 11101.521 | 614.103 | 21692 | 15418.7792 | 10596 | 18447.4 | 24.48 | 21.52 | 11141.3797 | 11378.6081 | 2.129% | 34 | 21568.912 | 22315.7305 | 3.462%
2016-07-31 | 12497.616 | 548.2973 | 22659 | 16797.871 | 10985 | 20860.1 | 143.592 | 25.0882 | 12345.0421 | 11896.1402 | 3.636% | 35 | 22288.7672 | 22599.9414 | 1.396%
2016-08-31 | 13113.359 | 534.7704 | 23100 | 17625.4825 | 12287 | 21278.8 | 183.768 | 25.4183 | 12295.9028 | 11771.834 | 4.262% | 34.8 | 22375.997 | 21440.3166 | 4.182%
2016-09-30 | 11072.26 | 525.8594 | 23213 | 15378.1389 | 10855 | 18825.3 | 42.48 | 20.6733 | 10659.2295 | 10401.8861 | 2.414% | 34.5 | 19712.7154 | 18289 | 7.222%
2016-10-31 | 10518.677 | 417.702 | 18189 | 14138.0067 | 10663 | 16351 | 0 | 12.6344 | 10453.1463 | 10947.5325 | 4.73% | 5.2 | 18394.9922 | 18079 | 1.718%
2016-11-30 | 10697.637 | 423.5195 | 19369 | 14857.8292 | 11211 | 17154.5 | 0 | 7.5167 | 10913.6011 | 11524.026 | 5.593% | 0.2 | 19544.7667 | 20296 | 3.844%
2016-12-31 | 11978.041 | 440.1982 | 20688 | 16099.5175 | 11684 | 18666.1 | 10.416 | -1.129 | 11950.5536 | 12430.7427 | 4.018% | -8.1 | 20286.7849 | 20888 | 2.964%
2017-01-31 | 12108.005 | 469.6958 | 20372 | 16274.2003 | 12246 | 18425.1 | 2.232 | -1.1495 | 12369.7298 | 12818.8508 | 3.631% | -3.3 | 20965.9674 | 21913.73 | 4.52%
2017-02-28 | 10607.563 | 494.4836 | 19838 | 15785.064 | 11867 | 18064.6 | 0 | 0.47143 | 10787.4931 | 11294.713 | 4.702% | -1.1 | 20379.4501 | 20966.2287 | 2.879%
2017-03-31 | 11591.031 | 562.4215 | 19174 | 15579.3427 | 12158 | 17608.2 | 0 | 0.46667 | 11413.3465 | 11824.0632 | 3.599% | -8.1 | 18692.3503 | 20137.3 | 7.73%
2017-04-30 | 9788.616 | 596.1162 | 17349 | 13595.3 | 10167 | 15576.2 | 0 | 10.6278 | 10105.7565 | 10366.7129 | 2.582% | 7.3 | 18482.7844 | 17969.79 | 2.776%
2017-05-31 | 10153.182 | 621.4513 | 17738 | 13646.75 | 10249 | 15622.5 | 0 | 13.4538 | 10012.8427 | 10576.9018 | 5.633% | 29.6 | 18260.3078 | 19193.19 | 5.109%
2017-06-30 | 10657.08 | 579.7496 | 21168 | 14801.5 | 10518 | 17663.4 | 7.2 | 20.6422 | 10682.999 | 11159.3312 | 4.459% | 32.4 | 21144.8187 | 22454.87 | 6.196%
2017-07-31 | 11587.63 | 583.8367 | 20627 | 15574.7715 | 10806 | 19028.7 | 17.112 | 22.8473 | 11851.6211 | 11984.7355 | 1.123% | 31.5 | 22152.8524 | 22492.73 | 1.534%
2017-08-31 | 11350.012 | 560.318 | 20158 | 15255.3925 | 10829 | 18577.9 | 5.208 | 21.228 | 11513.597 | 12105.5471 | 5.141% | 30 | 21323.3584 | 22376.43 | 4.939%
2017-09-30 | 10679.393 | 485.0894 | 21786 | 14832.4903 | 10487 | 18795.6 | 25.2 | 19.9789 | 10155.927 | 10494.2948 | 3.332% | 31.3 | 17821.4732 | 19490.21 | 9.364%
2017-10-31 | 10339.329 | 534.5785 | 17418 | 13896.9476 | 10534 | 15857.7 | 0 | 14.4925 | 10260.3837 | 10942.7953 | 6.651% | 26.5 | 17407.7858 | 18030.62 | 3.578%
2017-11-30 | 10955.909 | 499.0133 | 19115 | 15216.5403 | 11199 | 17381.1 | 0 | 4.6056 | 10946.7668 | 11371.7451 | 3.882% | 3 | 19195.4397 | 20230.97 | 5.395%
2017-12-31 | 12338.893 | 404.594 | 20306 | 16584.5336 | 12093 | 18875.6 | 5.952 | -4.1731 | 12096.0133 | 12303.6865 | 1.717% | -4.1 | 21439.6493 | 20901.44 | 2.51%
2018-01-31 | 12700.826 | 534.9162 | 20906 | 17071.0027 | 12453 | 19337.8 | 14.88 | -4.6452 | 12679.8037 | 12685.9178 | 0.04822% | -15.2 | 20177.5339 | 21618.93 | 7.144%
2018-02-28 | 10951.065 | 497.4931 | 20076 | 16296.2277 | 12716 | 18608.6 | 1.344 | -0.70714 | 11081.1365 | 11074.1738 | 0.06283% | -8.2 | 20042.2165 | 20242.21 | 0.9979%
2018-03-31 | 11372.42 | 598.0359 | 18462 | 15285.5108 | 12158 | 17159.9 | 0 | 0.8828 | 11267.3415 | 11423.555 | 1.386% | 0.2 | 19330.8728 | 19551.97 | 1.144%
2018-04-30 | 10578.368 | 587.7234 | 18011 | 14692.1778 | 11497 | 16647.2 | 0 | 4.37 | 10586.2978 | 10157.8502 | 4.047% | 2.4 | 18107.9593 | 17669.81 | 2.42%
2018-05-31 | 10421.469 | 665.9541 | 20473 | 14007.3508 | 10541 | 16770.4 | 10.416 | 18.4376 | 10081.137 | 10289.6502 | 2.068% | 30.7 | 19262.1307 | 18817.47 | 2.308%
2018-06-30 | 10923.446 | 604.2538 | 21369 | 15171.4528 | 10698 | 18437.3 | 37.44 | 20.7522 | 10980.4534 | 10863.4062 | 1.066% | 30.2 | 20626.9619 | 21890.0001 | 6.123%
2018-07-31 | 12685.981 | 519.9751 | 22909 | 17051.0497 | 11413 | 20705.3 | 140.616 | 24.6247 | 12483.776 | 11652.7714 | 6.657% | 33.2 | 22409.0792 | 22076.0001 | 1.486%
2018-08-31 | 12688.795 | 534.0174 | 21990 | 17054.832 | 11966 | 20622.8 | 120.528 | 24.1731 | 12040.5393 | 11685.5744 | 2.948% | 31.7 | 21385.6483 | 21946.0001 | 2.62%
2018-09-30 | 11147.31 | 483.4469 | 23240 | 15482.375 | 10701 | 19596.5 | 56.88 | 19.9011 | 10579.1906 | 10189.9802 | 3.679% | 33.9 | 19505.5646 | 19019 | 2.494%
2018-10-31 | 10717.348 | 488.5288 | 18205 | 14405.0376 | 10847 | 16419.1 | 0 | 9.9258 | 10526.7735 | 10750.0648 | 2.121% | 26.1 | 17751.4152 | 17788 | 0.2061%
2018-11-30 | 11360.321 | 424.778 | 20152 | 15778.2236 | 11765 | 17927.3 | 0.72 | 2.12 | 11184.9393 | 11170.7506 | 0.1269% | -6.6 | 19266.3918 | 19828 | 2.915%
2018-12-31 | 11938.614 | 409.5607 | 19891 | 16046.5242 | 12284 | 18215.4 | 0 | 0.47097 | 12019.553 | 12007.3958 | 0.1011% | -1.4 | 20375.1864 | 20503 | 0.6273%
2019-01-31 | 12777.216 | 465.8963 | 21525 | 17173.6774 | 12291 | 19588.2 | 41.664 | -5.9118 | 12688.8389 | 12973.2132 | 2.241% | -11.8 | 21058.2817 | 21506 | 2.126%
2019-02-28 | 11291.744 | 457.5723 | 20500 | 16803.1905 | 13041 | 19051 | 8.736 | -3.4405 | 11212.4836 | 11162.2057 | 0.4484% | -10.1 | 20420.3692 | 20008 | 2.019%
2019-03-31 | 11658.678 | 590.6666 | 20263 | 15670.2661 | 12210 | 17519 | 2.232 | -0.036022 | 11458.0531 | 11522.1982 | 0.5598% | -9 | 19573.6921 | 19457 | 0.5962%
2019-04-30 | 10264.505 | 599.0574 | 17645 | 14256.2569 | 11079 | 16133.5 | 0 | 7.3189 | 10432.2785 | 10252.9314 | 1.719% | 2.8 | 18796.3299 | 17548 | 6.641%
2019-05-31 | 10219.56 | 576.6753 | 16784 | 13735.9677 | 10328 | 15586.7 | 0 | 13.0312 | 10218.7126 | 10412.0446 | 1.892% | 8.2 | 17977.0308 | 18663 | 3.816%
2019-06-30 | 10365.619 | 602.3364 | 20248 | 14396.6931 | 10564 | 17336.5 | 2.88 | 19.5056 | 10608.5215 | 10939.3571 | 3.119% | 28.9 | 21239.1838 | 21623 | 1.807%
2019-07-31 | 12792.766 | 607.979 | 21791 | 17194.578 | 11565 | 20646.4 | 145.824 | 24.6344 | 12446.1887 | 11763.9974 | 5.481% | 31.4 | 21120.5208 | 22061 | 4.453%
2019-08-31 | 11825.052 | 557.2419 | 21354 | 15893.8871 | 11280 | 19305.9 | 40.92 | 22.4419 | 11798.5843 | 11598.2109 | 1.698% | 30.2 | 22490.4547 | 21200 | 5.738%
2019-09-30 | 10318.533 | 486.0905 | 19717 | 14331.2958 | 10477 | 16722 | 0 | 18.74 | 10167.6302 | 10564.4926 | 3.903% | 28.6 | 18958.9757 | 19469.84 | 2.695%
2019-10-31 | 10351.05 | 507.5385 | 18329 | 13912.7016 | 10739 | 15950.2 | 0 | 11.7903 | 10446.8836 | 10788.0047 | 3.265% | 31.2 | 18814.592 | 17559 | 6.674%
2019-11-30 | 11255.325 | 454.1285 | 19625 | 15632.3958 | 11711 | 17850 | 0 | 1.6178 | 11094.2081 | 11194.6524 | 0.9054% | -4.1 | 19001.8635 | 19597 | 3.132%
2019-12-31 | 11997.095 | 449.63 | 20974 | 16125.1277 | 11787 | 18657.6 | 11.16 | -0.23333 | 12094.1802 | 12086.6766 | 0.06204% | -7.8 | 20974 | 20307 | 3.18%
2020-01-31 | 12178.575 | 429.09 | 19928 | 16369.0524 | 12353 | 18557.8 | 0 | -0.75161 | 12460.9405 | 12859.4588 | 3.198% | -8.5 | 21137.8728 | 21185.0004 | 0.223%
2020-02-29 | 11239.82 | 492.7231 | 19630 | 16149.1667 | 12683 | 18163 | 0 | -1.9977 | 11253.1814 | 11586.6754 | 2.964% | -10.4 | 19776.0281 | 19917.0004 | 0.7128%
2020-03-31 | 10989.389 | 589.0076 | 18183 | 14770.6841 | 11120 | 16702.6 | 0 | 4.1634 | 11058.3098 | 11522.322 | 4.196% | 5.4 | 19680.948 | 19377.0004 | 1.544%
2020-04-30 | 9282.854 | 646.9927 | 15350 | 12892.8528 | 10379 | 14231.4 | 0 | 7.01 | 9383.3554 | 10229.1483 | 9.014% | 4.4 | 16515.7848 | 17302.0004 | 4.76%
2020-05-31 | 9642.117 | 673.8554 | 20649 | 12959.8347 | 9831 | 15246.8 | 3.72 | 13.3968 | 9306.4436 | 9434.378 | 1.375% | 30.6 | 18761.2836 | 17426 | 7.117%
2020-06-30 | 10800.015 | 640.0497 | 21292 | 15000.0208 | 10340 | 18996.7 | 20.88 | 22.0667 | 10596.6512 | 10274.389 | 3.041% | 31.2 | 20741.8718 | 20034 | 3.413%
2020-07-31 | 13202.706 | 620.3313 | 24446 | 17745.5726 | 12154 | 21827.4 | 188.232 | 26.2043 | 12529.7172 | 11731.6936 | 6.369% | 34 | 24057.7367 | 22364.4404 | 7.038%
2020-08-31 | 12081.08 | 582.6836 | 23823 | 16238.0108 | 11221 | 20133.6 | 82.584 | 23.2366 | 12338.1938 | 11441.5908 | 7.267% | 31.9 | 25317.7535 | 21631.4406 | 14.56%
2020-09-30 | 10114.374 | 554.9428 | 20225 | 14047.7417 | 10834 | 16340.6 | 1.44 | 17.9378 | 10011.2355 | 10356.1124 | 3.445% | 27.4 | 19254.2062 | 20312.4408 | 5.496%
2020-10-31 | 10339.39 | 531.6626 | 17679 | 13897.0296 | 10645 | 16042.5 | 0 | 10.371 | 10349.5982 | 10040.7873 | 2.984% | 7 | 17587.3164 | 17039.9727 | 3.112%
2020-11-30 | 10529.032 | 527.2563 | 19147 | 14623.6556 | 10808 | 17008.6 | 0 | 7.763 | 10693.8532 | 10531.6058 | 1.517% | 0.1 | 19416.1975 | 18891.9134 | 2.7%
2020-12-31 | 11811.675 | 567.6899 | 20738 | 15875.9073 | 12389 | 18200.4 | 3.72 | 0.31505 | 11932.8039 | 11815.0887 | 0.9865% | -6.8 | 20975.3455 | 19805.1651 | 5.579%
2021-01-31 | 12105.158 | 448.364 | 20150 | 16270.3737 | 12798 | 18344.9 | 1.488 | -1.9591 | 12307.6071 | 12539.1611 | 1.881% | -8.4 | 20951.6431 | 21176.0005 | 1.071%
2021-02-28 | 11233.123 | 493.8689 | 20318 | 16715.9568 | 13200 | 18799.9 | 3.36 | -4.306 | 11144.3783 | 11073.4765 | 0.6362% | -6.9 | 20175.4672 | 20760.0005 | 2.897%
2021-03-31 | 11101.706 | 701.4116 | 19344 | 14921.6478 | 11659 | 16933 | 0 | 4.6086 | 11249.5616 | 11497.7125 | 2.206% | -0.8 | 19868.2566 | 19384.0005 | 2.437%
2021-04-30 | 9781.57 | 646.3339 | 16644 | 13585.5139 | 10498 | 15264.1 | 0 | 8.98 | 10097.7166 | 10244.8035 | 1.457% | 4.8 | 17618.7846 | 17070.0009 | 3.115%
2021-05-31 | 10086.333 | 683.4346 | 19443 | 13556.8992 | 10782 | 15777.1 | 0 | 15.1602 | 9986.9371 | 10152.0681 | 1.653% | 31.6 | 18021.5172 | 18055.3342 | 0.1876%
2021-06-30 | 11262.474 | 609.162 | 22258 | 15642.325 | 11304 | 19635.9 | 59.76 | 22.9889 | 10840.8856 | 10747.5852 | 0.8606% | 31.6 | 21528.4908 | 22162.0009 | 2.943%
2021-07-31 | 11636.443 | 670.6264 | 21655 | 15640.3804 | 11108 | 19487.8 | 49.848 | 22.2151 | 11970.9832 | 11806.5074 | 1.374% | 31.7 | 22251.4821 | 22413.0005 | 0.7259%
2021-08-31 | 12856.511 | 685.828 | 22986 | 17280.2567 | 10853 | 21313.1 | 188.976 | 24.7634 | 12072.0791 | 11706.2663 | 3.03% | 33.1 | 21854.4728 | 22235.0005 | 1.741%
2021-09-30 | 10389.017 | 553.3646 | 18769 | 14429.1903 | 10426 | 16782 | 0 | 18.74 | 10401.3058 | 10472.6839 | 0.6862% | 26 | 18979.8917 | 21212.0005 | 11.76%
2021-10-31 | 10516.14 | 532.4633 | 17312 | 14134.5968 | 10779 | 16116.7 | 0 | 14.3432 | 10429.4829 | 10365.0376 | 0.6179% | 21.95 | 17606.8602 | 17270.7147 | 1.909%
2021-11-30 | 10956.602 | 523.5039 | 19644 | 15217.5028 | 11605 | 17496.4 | 0 | 4.74 | 11017.3258 | 10886.7659 | 1.185% | 0.15 | 19684.7166 | 19227.38 | 2.323%
2021-12-31 | 11969.602 | 479.6141 | 20455 | 16088.1747 | 12517 | 18342.8 | 2.976 | 2.0215 | 12185.9418 | 11984.4925 | 1.653% | -2.3 | 21331.5579 | 20088.8968 | 5.825%
2022-01-31 | 13085.388 | 530.0828 | 21349 | 17587.8871 | 12491 | 19796.7 | 55.056 | -7.0054 | 12928.5532 | 12536.9576 | 3.029% | -12.1 | 21334.1018 | 20983.6671 | 1.643%
2022-02-28 | 11487.734 | 569.4465 | 20918 | 17094.8423 | 13761 | 19171.3 | 14.112 | -3.5488 | 11400.5165 | 11208.712 | 1.682% | -9.8 | 20782.3287 | 20446.0004 | 1.618%
2022-03-31 | 11816.835 | 681.1869 | 19763 | 15882.8427 | 12285 | 17932.4 | 0 | 1.929 | 11793.6956 | 11617.5125 | 1.494% | -5.2 | 19941.2707 | 19401.3338 | 2.708%
2022-04-30 | 10265.047 | 749.5547 | 17256 | 14257.0097 | 11430 | 16016.1 | 0 | 7.5244 | 10311.1592 | 10239.112 | 0.6987% | 6.6 | 17752.3935 | 17251.0005 | 2.824%
2022-05-31 | 10469.914 | 732.4739 | 21292 | 14072.4651 | 10485 | 16297 | 8.928 | 17.0151 | 10137.6947 | 10372.2878 | 2.314% | 32.2 | 20136.0014 | 18269.0005 | 9.272%
2022-06-30 | 10929.858 | 707.2141 | 21954 | 15180.3583 | 10627 | 18994.9 | 43.2 | 21.0744 | 11002.2267 | 10967.9836 | 0.3112% | 34.6 | 22101.7092 | 22161.0005 | 0.2683%
2022-07-31 | 12343.623 | 639.6622 | 22607 | 16590.8911 | 11449 | 20039.3 | 77.376 | 24.086 | 12411.016 | 11893.9057 | 4.167% | 34.2 | 22484.9516 | 22542.0005 | 0.2537%
2022-08-31 | 12624.254 | 650.9984 | 21871 | 16968.0833 | 11830 | 20450 | 99.696 | 23.6763 | 11998.9314 | 12028.3221 | 0.2449% | 30.5 | 23477.9346 | 22430.0005 | 4.463%
2022-09-30 | 10814.096 | 493.1361 | 20350 | 15019.5778 | 11082 | 17965.3 | 2.88 | 18.7344 | 10678.4907 | 10551.0851 | 1.193% | 29.2 | 20446.2276 | 21489.0005 | 5.1%
2022-10-31 | 10384.167 | 563.5512 | 17294 | 13957.2137 | 10820 | 15961.1 | 0 | 11.6301 | 10447.0825 | 10603.0084 | 1.493% | 8.9 | 17724.6236 | 17559.0005 | 0.9344%
2022-11-30 | 11044.181 | 489.5439 | 19441 | 15339.1403 | 10931 | 17734 | 0 | 6.0933 | 11128.3255 | 11151.0711 | 0.2044% | -3.6 | 19389.6575 | 19812.0005 | 2.178%
2022-12-31 | 12273.23 | 460.9354 | 20173 | 16496.2769 | 12417 | 18629 | 2.232 | 0.16129 | 12412.7534 | 12191.9609 | 1.779% | 0.8 | 20584.5241 | 20241.0005 | 1.669%
2023-01-31 | 12519.712 | 380.2626 | 20486 | 16827.5699 | 12603 | 18821.9 | 4.464 | 8.3011 | 13052.768 | 12663.6554 | 2.981% | 8 | 21435.1399 | 21170.3338 | 1.235%
2023-02-28 | 11225.17 | 507.5833 | 21388 | 16704.122 | 12990 | 19014 | 10.08 | -0.72976 | 11325.8235 | 11375.0622 | 0.4347% | -15.5 | 20433.0112 | 20892.3338 | 2.248%
2023-03-31 | 11846.269 | 631.3624 | 18811 | 15922.4046 | 12940 | 17656 | 0 | 1.6882 | 11814.7494 | 11846.6528 | 0.27% | -0.1 | 19000.8853 | 19701.0485 | 3.685%
2023-04-30 | 10271.638 | 593.2414 | 17547 | 14266.1639 | 11117 | 15920.1 | 0 | 10.0774 | 10374.8437 | 10349.2653 | 0.2465% | 5.4 | 19103.3719 | 17785.9996 | 6.896%
2023-05-31 | 10356.75 | 678.8373 | 20787 | 13920.3629 | 10859 | 15783.1 | 5.208 | 15.1742 | 10473.6584 | 10418.8057 | 0.5237% | 29.9 | 18001.5877 | 18869.9996 | 4.824%
2023-06-30 | 11119.814 | 599.734 | 21463 | 15444.1861 | 11438 | 18666.1 | 23.04 | 20.5444 | 11230.6805 | 10652.496 | 5.148% | 31.6 | 22417.4764 | 21884.9996 | 2.375%
2023-07-31 | 12507.785 | 591.5725 | 22686 | 16811.539 | 11987 | 20318.4 | 102.672 | 23.3629 | 12455.0186 | 11858.9002 | 4.786% | 30.95 | 23368.3724 | 22445.9996 | 3.947%
2023-08-31 | 11828.62 | 564.2692 | 21364 | 15898.6828 | 11629 | 18779.7 | 17.856 | 21.272 | 12005.3253 | 12249.9171 | 2.037% | 29.1 | 21865.1956 | 22396.9996 | 2.432%
2023-09-30 | 10997.556 | 495.1681 | 23713 | 15274.3833 | 11402 | 18088.3 | 43.92 | 20.0589 | 10685.1004 | 10718.9739 | 0.317% | 32.1 | 21317.3942 | 21479.9996 | 0.7628%
2023-10-31 | 10932.34 | 528.471 | 20849 | 14694.0054 | 11260 | 16853.6 | 5.952 | 13.4688 | 10757.1302 | 10593.967 | 1.517% | 30 | 19208.5675 | 17668.0452 | 8.02%
2023-11-30 | 11456.562 | 487.1772 | 20579 | 15911.8917 | 12555 | 18103 | 2.88 | 4.66 | 11478.5016 | 11007.299 | 4.105% | -1.5 | 20453.2108 | 19742.0453 | 3.477%
2023-12-31 | 12065.5 | 428.8085 | 20004 | 16217.0699 | 12029 | 18506.6 | 0.744 | 3.0699 | 12384.2261 | 12018.94 | 2.95% | 3 | 21211.1571 | 20346.0453 | 4.079%
2024-01-31 | 13036.084 | 571.742 | 21081 | 17521.6183 | 13750 | 19526.1 | 26.04 | -1.8882 | 13208.8176 | 12929.406 | 2.115% | -9 | 21405.4347 | 21418.2553 | 0.05989%
2024-02-29 | 11516.766 | 663.4844 | 19624 | 16547.0776 | 12975 | 18418 | 0 | 1.231 | 11729.9509 | 11956.6273 | 1.932% | -3 | 20022.691 | 20987.7553 | 4.82%
2024-03-31 | 11542.29 | 713.175 | 18902 | 15513.8306 | 12598 | 17286.8 | 0 | 4.7065 | 11632.2959 | 11836.2413 | 1.753% | -1.8 | 18939.8337 | 19645.2454 | 3.724%
2024-04-30 | 10489.417 | 752.5399 | 17947 | 14568.6347 | 11368 | 16245.8 | 0 | 9.56 | 10650.6806 | 10616.6408 | 0.3196% | 6.1 | 18586.0743 | 17839.6154 | 4.016%
2024-05-31 | 10735.152 | 765.5816 | 20402 | 14428.9677 | 11280 | 16339.7 | 6.696 | 17.5914 | 10640.585 | 10660.6544 | 0.1886% | 29.1 | 19498.7984 | 19148.7554 | 1.795%
2024-06-30 | 11566.905 | 627.6132 | 23803 | 16065.1458 | 11298 | 19934.3 | 69.84 | 21.0956 | 11334.1111 | 10892.6773 | 3.895% | 34.2 | 22585.2284 | 22502.1655 | 0.3678%
2024-07-31 | 13072.592 | 632.6259 | 23206 | 17570.6882 | 11159 | 21098.8 | 184.512 | 23.7667 | 12956.8035 | 12334.9116 | 4.8% | 31.1 | 23182.1746 | 22729.3704 | 1.953%
2024-08-31 | 12666.051 | 590.266 | 23110 | 17024.2621 | 12063 | 20495.1 | 113.832 | 22.3538 | 12419.372 | 12432.5962 | 0.1065% | 29.1 | 22518.533 | 22592.9271 | 0.3304%
2024-09-30 | 11321.751 | 512.6573 | 21643 | 15724.6542 | 11633 | 18533 | 14.4 | 20.0589 | 10932.1478 | 11042.347 | 1.008% | 28 | 21462.7165 | 21998.022 | 2.494%
2024-10-31 | 10992.867 | 533.6177 | 18117 | 14775.3589 | 11730 | 16621.4 | 0 | 13.2301 | 11048.6213 | 11073.6096 | 0.2262% | 21.2 | 18603.2901 | 17976.8176 | 3.368%
2024-11-30 | 11312.89 | 458.6362 | 19212 | 15712.3472 | 12378 | 17631.1 | 0 | 7.1389 | 11494.5336 | 11500.099 | 0.04842% | 5.8 | 19942.2233 | 20217.9361 | 1.383%
2024-12-31 | 12959.601 | 445.593 | 21016 | 17418.8185 | 13155 | 19552.8 | 34.968 | -0.25484 | 13046.7703 | 12626.6472 | 3.22% | -10.5 | 21342.8087 | 21036.6297 | 1.435%
2025-01-31 | 13668.714 | 511.6703 | 22058 | 18371.9274 | 13626 | 20564 | 148.056 | -4.7839 | 13661.657 | 13253.9945 | 2.984% | -12 | 22379.5336 | 21835.8361 | 2.429%
2025-02-28 | 12278.547 | 759.9707 | 21399 | 18271.6473 | 14670 | 20182.3 | 96.096 | -4.2048 | 12130.7045 | 11671.9004 | 3.782% | -6.9 | 21116.0479 | 21259.4124 | 0.6789%
2025-03-31 | 12057.659 | 628.2505 | 20232 | 16206.5309 | 12515 | 18017.4 | 2.232 | 3.3323 | 12091.2745 | 12058.4394 | 0.2716% | -5.3 | 19614.4739 | 20000.0174 | 1.966%
2025-04-30 | 10837.309 | 643.8978 | 19271 | 15051.8181 | 11805 | 16902.1 | 0 | 8.5978 | 10891.1786 | 10619.601 | 2.494% | 0.1 | 19246.3001 | 18154.8411 | 5.671%
2025-05-31 | 10770.893 | 638.4463 | 18190 | 14477.0067 | 11648 | 16271.2 | 0 | 14.3613 | 10873.3118 | 10649.1943 | 2.061% | 27.1 | 18891.1849 | 19064.5516 | 0.9177%
Back to main menu

## Table 3.4.3
Back to main menu
Table 3.4.3: Monthly Consumption by Market Participant Type
| Monthly Energy Demand (GWh) |  |  |  |  | Monthly Peak Demand (MW)
Month | Energy Demand | LDC Consumption | Wholesale Consumption | Generator Consumption | Losses | Peak Demand | LDC Consumption | Wholesale Consumption | Generator Consumption | Losses
2002-05-31 | 11874.901 | 9466.601 | 2081.739 | 140.146 | 186.415 | 20068 | 16707.96 | 2841.338 | 157.638 | 361.064
2002-06-30 | 12185.238 | 9864.032 | 2012.067 | 134.504 | 174.635 | 23578 | 20428.91 | 2643.003 | 137.661 | 368.426
2002-07-31 | 14033.343 | 11576.297 | 2018.911 | 150.335 | 287.8 | 25226 | 22063.8 | 2415.473 | 134.548 | 612.179
2002-08-31 | 13748.878 | 11167.443 | 2096.774 | 176.548 | 308.113 | 25414 | 21694.54 | 2594.581 | 196.459 | 928.42
2002-09-30 | 12593.138 | 10114.337 | 2050.509 | 142.07 | 286.222 | 25062 | 21577.29 | 2561.387 | 144.599 | 778.724
2002-10-31 | 12397.839 | 9862.483 | 2137.213 | 149.407 | 248.736 | 21216 | 17642.04 | 2820.526 | 141.773 | 611.661
2002-11-30 | 12655.667 | 10127.444 | 2112.743 | 143.845 | 271.635 | 21862 | 18381.47 | 2755.733 | 168.79 | 556.007
2002-12-31 | 13483.864 | 11037.036 | 2023.317 | 170.222 | 253.289 | 23334 | 19815.43 | 2740.625 | 146.763 | 631.182
2003-01-31 | 14486.674 | 11888.726 | 2187.64 | 167.688 | 242.62 | 24158 | 20778.8 | 2817.494 | 154.589 | 407.117
2003-02-28 | 13122.529 | 10715.513 | 1981.331 | 156.006 | 269.679 | 23469 | 20024.81 | 2805.901 | 215.791 | 422.498
2003-03-31 | 13414.004 | 10768.113 | 2192.28 | 167.167 | 286.444 | 23117 | 19689.78 | 2885.733 | 187.437 | 354.05
2003-04-30 | 12097.332 | 9624.429 | 2088.532 | 161.837 | 222.534 | 21010 | 17771.1 | 2657.654 | 196.626 | 384.62
2003-05-31 | 11627.445 | 9165.532 | 2114.832 | 143.984 | 203.097 | 18741 | 15387.78 | 2817.187 | 186.956 | 349.077
2003-06-30 | 11884.956 | 9582.859 | 1921.764 | 167.923 | 212.41 | 24753 | 21586.53 | 2263.442 | 188.539 | 714.489
2003-07-31 | 12897.586 | 10664.835 | 1835.72 | 158.334 | 238.697 | 23175 | 20435.12 | 2212.712 | 162.441 | 364.727
2003-08-31 | 12514.308 | 10340.948 | 1783.823 | 170.359 | 219.178 | 23891 | 20915.12 | 2358.598 | 184.046 | 433.236
2003-09-30 | 11794.469 | 9431.235 | 1977.11 | 167.921 | 218.203 | 20700 | 17454.71 | 2612.308 | 163.716 | 469.266
2003-10-31 | 12159.932 | 9686.179 | 2067.456 | 198.093 | 208.204 | 20408 | 16887.17 | 2775.37 | 298.908 | 446.552
2003-11-30 | 12389.858 | 9948.111 | 2036.796 | 175.8 | 229.151 | 21584 | 17991.12 | 2782.01 | 190.243 | 620.627
2003-12-31 | 13327.663 | 10932.665 | 1969.767 | 183.865 | 241.366 | 22798 | 19265.16 | 2834.078 | 176.349 | 522.413
2004-01-31 | 14767.413 | 12198.477 | 2104.447 | 198.64 | 265.849 | 24937 | 21481.3 | 2721.368 | 264.033 | 470.299
2004-02-29 | 13088.075 | 10672.632 | 1970.306 | 177.544 | 267.593 | 22608 | 19037.09 | 2699.003 | 255.4771 | 616.4299
2004-03-31 | 13224.641 | 10655.46 | 2122.051 | 169.56 | 277.57 | 21634 | 18016.84 | 2626.161 | 277.468 | 713.531
2004-04-30 | 11792.132 | 9440.718 | 1965.52 | 135.051 | 250.843 | 19911 | 16643.61 | 2707.734 | 178.464 | 381.192
2004-05-31 | 11835.269 | 9342.564 | 2043.903 | 155.45 | 293.352 | 20327 | 17063.54 | 2516.653 | 165.742 | 581.065
2004-06-30 | 12045.885 | 9547.152 | 2052.914 | 164.35 | 281.469 | 23163 | 19707.77 | 2663.11 | 157.95 | 634.17
2004-07-31 | 12769.985 | 10306.992 | 1967.079 | 177.05 | 318.864 | 23976 | 20506.23 | 2491.816 | 166.45 | 811.504
2004-08-31 | 12746.297 | 10241.325 | 2047.405 | 178.064 | 279.503 | 23159 | 19644.67 | 2631.637 | 186.377 | 696.316
2004-09-30 | 12369.687 | 9861.224 | 2065.015 | 156.763 | 286.685 | 21911 | 18334.65 | 2713.43 | 146.421 | 716.499
2004-10-31 | 12215.166 | 9633.603 | 2153.798 | 167.2 | 260.565 | 19829 | 16245.53 | 2899.387 | 159.471 | 524.612
2004-11-30 | 12601.008 | 10046.497 | 2070.218 | 187.926 | 296.367 | 22066 | 18138.28 | 2941.28 | 297.978 | 688.462
2004-12-31 | 13981.717 | 11434.513 | 2017.175 | 194.386 | 335.643 | 24979 | 21447.05 | 2662.278 | 196.875 | 672.797
2005-01-31 | 14619.18 | 12016.966 | 2090.334 | 198.56 | 313.32 | 24362 | 21030.26 | 2558.497 | 208.777 | 564.466
2005-02-28 | 12731.835 | 10393.346 | 1913.32 | 153.437 | 271.732 | 22322 | 18828.79 | 2715.305 | 226.273 | 551.632
2005-03-31 | 13494.28 | 10952.794 | 2055.749 | 195.636 | 290.101 | 22724 | 19266.54 | 2706.327 | 202.516 | 548.617
2005-04-30 | 11827.861 | 9388.13 | 1980.341 | 188.9 | 270.49 | 19343 | 15820.59 | 2789.575 | 261.253 | 471.582
2005-05-31 | 11744.825 | 9333.369 | 1989.317 | 174.521 | 247.618 | 19007 | 15617.54 | 2700.374 | 152.414 | 536.672
2005-06-30 | 13499.266 | 11095.068 | 1907.147 | 169.877 | 327.174 | 26157 | 22535.89 | 2563.391 | 200.283 | 857.436
2005-07-31 | 14094.375 | 11641.796 | 1878.941 | 191.549 | 382.089 | 26160 | 22580.23 | 2333.553 | 242.33 | 1003.887
2005-08-31 | 14031.29 | 11407.667 | 2030.291 | 207.892 | 385.44 | 25816 | 22243.61 | 2430.247 | 216.422 | 925.721
2005-09-30 | 12552.618 | 10024.722 | 1983.19 | 197.067 | 347.639 | 23914 | 20335.88 | 2512.888 | 216.241 | 848.991
2005-10-31 | 12187.328 | 9837.039 | 1904.417 | 177.228 | 268.644 | 20752 | 17598.01 | 2427.417 | 178.481 | 548.092
2005-11-30 | 12440.55 | 10179.434 | 1831.654 | 164.858 | 264.604 | 22564 | 19415.04 | 2459.517 | 173.174 | 516.269
2005-12-31 | 13745.639 | 11400.567 | 1858.136 | 196.651 | 290.285 | 23766 | 20461.34 | 2428.282 | 252.777 | 623.601
2006-01-31 | 13596.17 | 11188.909 | 1905.583 | 187.931 | 313.747 | 23052 | 19542.59 | 2540.335 | 211.234 | 757.841
2006-02-28 | 12568.25 | 10421.74 | 1719.011 | 163.583 | 263.916 | 22321 | 18801.15 | 2538.497 | 239.103 | 742.25
2006-03-31 | 13199.998 | 10803.314 | 1939.387 | 173.782 | 283.515 | 21772 | 18543.05 | 2487.994 | 178.339 | 562.617
2006-04-30 | 11512.852 | 9215.929 | 1861.338 | 153.612 | 281.973 | 19582 | 16298.82 | 2556.562 | 160.219 | 566.399
2006-05-31 | 11927.478 | 9647.028 | 1867.851 | 176.75 | 235.849 | 24857 | 21656.22 | 2407.501 | 238.276 | 555.003
2006-06-30 | 12541.936 | 10215.528 | 1875.843 | 193.439 | 257.126 | 23349 | 20111.81 | 2383.145 | 176.614 | 677.431
2006-07-31 | 13853.619 | 11539.169 | 1830.002 | 187.291 | 297.157 | 26092 | 22600.56 | 2398.848 | 185.769 | 906.823
2006-08-31 | 13308.1 | 10969.255 | 1903.683 | 161.696 | 273.466 | 27005 | 23709.23 | 2399.945 | 170.879 | 724.946
2006-09-30 | 11521.035 | 9386.092 | 1789.232 | 159.352 | 186.359 | 19976 | 16932.17 | 2457.453 | 175.436 | 410.941
2006-10-31 | 11962.307 | 9829.599 | 1745.321 | 150.308 | 237.079 | 19590 | 16650.66 | 2371.199 | 188.448 | 379.693
2006-11-30 | 12178.739 | 10018.7 | 1734.991 | 163.953 | 261.095 | 21267 | 18187.39 | 2295.35 | 204.2 | 580.06
2006-12-31 | 12884.176 | 10733.116 | 1708.01 | 162.411 | 280.639 | 22941 | 19873.93 | 2164.479 | 207.483 | 695.108
2007-01-31 | 13758.097 | 11458.472 | 1823.005 | 161.93 | 314.69 | 23537 | 20372.37 | 2394.209 | 185.55 | 584.871
2007-02-28 | 13037.578 | 11013.358 | 1619.551 | 142.892 | 261.777 | 23935 | 20829.21 | 2384.199 | 165.209 | 556.382
2007-03-31 | 13192.72 | 10931.852 | 1833.514 | 178.988 | 248.366 | 22969 | 19865.96 | 2417.187 | 260.159 | 425.694
2007-04-30 | 11827.647 | 9668.557 | 1776.836 | 165.698 | 216.556 | 20016 | 16660.53 | 2684.113 | 161.312 | 510.045
2007-05-31 | 11818.634 | 9589.524 | 1804.081 | 202.45 | 222.579 | 21490 | 18256.83 | 2306.318 | 236.902 | 689.95
2007-06-30 | 12692.547 | 10502.573 | 1730.187 | 186.088 | 273.699 | 25737 | 22461.02 | 2385.343 | 177.232 | 713.405
2007-07-31 | 12840.811 | 10640.371 | 1719.629 | 188.169 | 292.642 | 24561 | 21500.94 | 2264.306 | 200.085 | 595.669
2007-08-31 | 13454.57 | 11202.657 | 1742.24 | 199.774 | 309.899 | 25584 | 22471.59 | 2135.841 | 233.451 | 743.118
2007-09-30 | 11916.219 | 9815.422 | 1676.489 | 184.25 | 240.058 | 24046 | 20805.99 | 2324.986 | 195.763 | 719.261
2007-10-31 | 11908.105 | 9825.783 | 1715.497 | 148.482 | 218.343 | 19233 | 16516.44 | 2203.376 | 131.916 | 381.268
2007-11-30 | 12350.431 | 10287.772 | 1677.403 | 169.532 | 215.724 | 21814 | 19071.32 | 2102.755 | 159.15 | 480.775
2007-12-31 | 13407.761 | 11284.385 | 1674.218 | 171.179 | 277.979 | 22935 | 19842.07 | 2253.562 | 206.111 | 633.257
2008-01-31 | 13609.986 | 11443.712 | 1728.704 | 166.817 | 270.753 | 22782 | 19743.18 | 2259.941 | 188.114 | 590.765
2008-02-29 | 12896.823 | 10838.401 | 1633.662 | 147.825 | 276.935 | 23054 | 19969.28 | 2349.389 | 165.128 | 570.203
2008-03-31 | 13003.771 | 10838.211 | 1720.417 | 173.083 | 272.06 | 20990 | 17994.66 | 2205.371 | 217.193 | 572.776
2008-04-30 | 11520.396 | 9367.341 | 1699.281 | 151.486 | 302.288 | 19512 | 16522.2 | 2326.748 | 194.598 | 468.454
2008-05-31 | 11407.14 | 9211.31 | 1732.848 | 162.026 | 300.956 | 18650 | 15591.79 | 2431.522 | 170.796 | 455.892
2008-06-30 | 12189.13 | 9970.632 | 1736.46 | 170.098 | 311.94 | 24195 | 21012.33 | 2343.515 | 181.583 | 657.572
2008-07-31 | 13155.66 | 10881.08 | 1770.797 | 177.722 | 326.061 | 23787 | 20810.26 | 2200.689 | 153.239 | 622.812
2008-08-31 | 12548.525 | 10286.646 | 1787.408 | 173.04 | 301.431 | 22707 | 19448.08 | 2289.167 | 231.554 | 738.199
2008-09-30 | 11793.462 | 9611.373 | 1755.254 | 170.494 | 256.341 | 22975 | 20077.14 | 2198.497 | 161.722 | 537.641
2008-10-31 | 11634.137 | 9611.594 | 1645.026 | 164.976 | 212.541 | 19366 | 16642.02 | 2071.701 | 179.135 | 473.144
2008-11-30 | 11828.99 | 9989.561 | 1418.322 | 179.317 | 241.79 | 21279 | 18309.22 | 1826.499 | 227.767 | 915.514
2008-12-31 | 13087.707 | 11170.594 | 1413.875 | 191.224 | 312.014 | 22541 | 19782.98 | 1874.284 | 198.588 | 685.148
2009-01-31 | 13730.291 | 11751.74 | 1506.224 | 184.672 | 287.655 | 22983 | 19479.27 | 1824.502 | 239.3108 | 1439.9172
2009-02-28 | 11697.974 | 10037.791 | 1242.672 | 159.759 | 257.752 | 22110 | 18884.05 | 1763.431 | 255.6966 | 1206.8224
2009-03-31 | 12166.882 | 10357.06 | 1375.926 | 158.075 | 275.821 | 21466 | 16832.38 | 1780.814 | 221.7559 | 2631.0501
2009-04-30 | 10746.635 | 9088.459 | 1224.828 | 201.2 | 232.148 | 18744 | 15030.25 | 1775.23 | 295.5305 | 1642.9895
2009-05-31 | 10504.201 | 8780.168 | 1251.811 | 206.235 | 265.987 | 17560 | 20038.81 | 1886.091 | 227.77 | -4592.671
2009-06-30 | 10884.323 | 9216.895 | 1206.297 | 188.948 | 272.183 | 22540 | 19057.3 | 1847.91 | 131.7116 | 1503.0784
2009-07-31 | 11315.411 | 9620.536 | 1210.339 | 221.321 | 263.215 | 20011 | 22713.48 | 1581.902 | 158.5048 | -4442.8868
2009-08-31 | 12225.812 | 10434.537 | 1301.835 | 211.757 | 277.683 | 24380 | 21904.18 | 1812.454 | 229.4439 | 433.9221
2009-09-30 | 10931.831 | 9277.913 | 1239.615 | 177.855 | 236.448 | 19731 | 21858.06 | 1676.042 | 238.7602 | -4041.8622
2009-10-31 | 11181.875 | 9508.079 | 1259.913 | 179.112 | 234.771 | 18420 | 15174.09 | 1945.142 | 229.1633 | 1071.6047
2009-11-30 | 11112.909 | 9475.052 | 1262.265 | 173.551 | 202.041 | 19710 | 17340.45 | 1920.156 | 233.9333 | 215.4607
2009-12-31 | 12688.573 | 10946.598 | 1225.323 | 204.103 | 312.549 | 21831 | 19729.84 | 1749.27 | 252.1934 | 99.6966
2010-01-31 | 13145.438 | 11330.024 | 1308.6 | 224.973 | 281.841 | 22045 | 19479.27 | 1824.502 | 239.3108 | 501.9172
2010-02-28 | 11751.752 | 10068.441 | 1247.677 | 172.272 | 263.362 | 21367 | 18884.05 | 1763.431 | 255.6966 | 463.8224
2010-03-31 | 11686.054 | 9927.551 | 1346.685 | 178.911 | 232.907 | 19393 | 16832.38 | 1780.814 | 221.7559 | 558.0501
2010-04-30 | 10474.752 | 8748.214 | 1305.947 | 201.493 | 219.098 | 17398 | 15030.25 | 1775.23 | 295.5305 | 296.9895
2010-05-31 | 11368.031 | 9536.118 | 1350.434 | 184.847 | 296.632 | 22904 | 20038.81 | 1886.091 | 227.77 | 751.329
2010-06-30 | 11555.961 | 9797.61 | 1334.971 | 175.296 | 248.084 | 21527 | 19057.3 | 1847.91 | 131.7116 | 490.0784
2010-07-31 | 13307.242 | 11457.602 | 1358.685 | 196.219 | 294.736 | 25075 | 22713.48 | 1581.902 | 158.5048 | 621.1132
2010-08-31 | 12921.565 | 11046.524 | 1379.923 | 227.005 | 268.113 | 24917 | 21904.18 | 1812.454 | 229.4439 | 970.9221
2010-09-30 | 11049.081 | 9272.091 | 1363.8 | 223.294 | 189.896 | 24444 | 21858.06 | 1676.042 | 238.7602 | 671.1378
2010-10-31 | 10929.335 | 9166.553 | 1415.512 | 194.924 | 152.346 | 17704 | 15174.09 | 1945.142 | 229.1633 | 355.6047
2010-11-30 | 11303.778 | 9631.649 | 1343.104 | 197.012 | 132.013 | 19970 | 17340.45 | 1920.156 | 233.9333 | 475.4607
2010-12-31 | 12694.155 | 10967.855 | 1333.472 | 213.793 | 179.035 | 22114 | 19729.84 | 1749.27 | 252.1934 | 382.6966
2011-01-31 | 13301.687 | 11430.562 | 1397.349 | 228.348 | 245.428 | 22733 | 19938.47 | 1797.701 | 258.0538 | 738.7752
2011-02-28 | 11775.464 | 10128.289 | 1258.023 | 199.187 | 189.965 | 21871 | 19081.88 | 1931.922 | 277.2781 | 579.9199
2011-03-31 | 12352.443 | 10487.541 | 1406.471 | 201.955 | 256.476 | 20667 | 17995.89 | 1925.285 | 237.1581 | 508.6669
2011-04-30 | 10789.012 | 9101.443 | 1313.581 | 194.8 | 179.188 | 17945 | 15383.23 | 1838.986 | 221.5317 | 501.2523
2011-05-31 | 10781.74 | 9046.905 | 1316.588 | 204.821 | 213.426 | 20847 | 18580.71 | 1504.528 | 253.6881 | 508.0739
2011-06-30 | 11238.277 | 9544.739 | 1219.471 | 194.518 | 279.549 | 22765 | 20342.47 | 1415.288 | 252.5383 | 754.7037
2011-07-31 | 13298.189 | 11448.888 | 1312.715 | 207.837 | 328.749 | 25450 | 23322.88 | 1198.084 | 203.9427 | 725.0933
2011-08-31 | 12531.706 | 10718.286 | 1371.117 | 191.542 | 250.761 | 22051 | 19562.88 | 1720.727 | 249.3743 | 518.0187
2011-09-30 | 11144.546 | 9376.834 | 1367.366 | 174.416 | 225.93 | 21552 | 19000.81 | 1771.148 | 180.8166 | 599.2254
2011-10-31 | 11012.737 | 9287.2 | 1366.261 | 151.445 | 207.831 | 18234 | 15871.5 | 1827.09 | 177.9033 | 357.5067
2011-11-30 | 11116.536 | 9428.401 | 1307.621 | 148.173 | 232.341 | 19673 | 17154.6 | 1837.406 | 218.8018 | 462.1922
2011-12-31 | 12121.895 | 10412.869 | 1295.596 | 184.83 | 228.6 | 20204 | 17925.51 | 1726.402 | 223.1266 | 328.9614
2012-01-31 | 12715.234 | 10948.174 | 1362.721 | 185.799 | 218.54 | 21847 | 19150.62 | 1791.478 | 308.8587 | 596.0433
2012-02-29 | 11610.18 | 9922.71 | 1283.368 | 163.061 | 241.041 | 19956 | 17273.85 | 1856.136 | 237.3638 | 588.6502
2012-03-31 | 11487.527 | 9660.31 | 1405.691 | 196.881 | 224.645 | 20332 | 17720.09 | 1987.229 | 260.8596 | 363.8214
2012-04-30 | 10641.371 | 8873.913 | 1365.573 | 191.349 | 210.536 | 17874 | 15231.22 | 1915.3 | 237.3826 | 490.0974
2012-05-31 | 11136.995 | 9304.02 | 1413.625 | 203.936 | 215.414 | 21106 | 18637.39 | 1687.272 | 242.2982 | 539.0398
2012-06-30 | 11800.326 | 10038.614 | 1338.673 | 178.791 | 244.248 | 24107 | 21813.12 | 1275.996 | 181.9566 | 835.9274
2012-07-31 | 13456.845 | 11552.619 | 1422.06 | 191.485 | 290.681 | 24636 | 22490.51 | 1276.191 | 198.1912 | 671.1078
2012-08-31 | 12632.817 | 10729.711 | 1428.622 | 212.649 | 261.835 | 23188 | 20435.58 | 1870.187 | 259.9366 | 622.2964
2012-09-30 | 11040.767 | 9271.502 | 1330.396 | 211.341 | 227.528 | 21183 | 18751.87 | 1724.013 | 241.4928 | 465.6242
2012-10-31 | 11141.991 | 9297.822 | 1426.415 | 176.549 | 241.205 | 18829 | 16114.98 | 1924.005 | 241.5234 | 548.4916
2012-11-30 | 11487.169 | 9711.027 | 1408.816 | 158.8 | 208.526 | 20144 | 17667.67 | 1762.824 | 238.8398 | 474.6662
2012-12-29 | 12156.557 | 10354.012 | 1377.79 | 173.831 | 250.924 | 20382 | 17917.92 | 1893.703 | 198.7605 | 371.6165
2013-01-31 | 12889.507 | 11003.972 | 1469.787 | 173.53 | 242.218 | 22610 | 19640.28 | 2147.084 | 197.0555 | 625.5805
2013-02-28 | 11742.246 | 9983.339 | 1377.594 | 153.907 | 227.406 | 21426 | 18759.8 | 2044.78 | 262.5673 | 358.8527
2013-03-31 | 11958.319 | 10134.187 | 1438.761 | 184.656 | 200.715 | 19825 | 17448.6 | 1936.126 | 222.6267 | 217.6473
2013-04-30 | 10944.906 | 9160.548 | 1366.503 | 212.478 | 205.377 | 18854 | 16001.29 | 2106.022 | 277.2127 | 469.4753
2013-05-31 | 10785.424 | 8990.721 | 1394.035 | 183.639 | 217.029 | 20488 | 18010.02 | 1884.409 | 199.7068 | 393.8642
2013-06-30 | 11174.679 | 9355.295 | 1365.081 | 163.498 | 290.805 | 22662 | 20486.94 | 1445.578 | 196.7334 | 532.7486
2013-07-31 | 12722.707 | 10867.174 | 1383.961 | 174.841 | 296.731 | 24927 | 22516.29 | 1373.784 | 260.1945 | 776.7315
2013-08-31 | 12100.351 | 10221.728 | 1420.874 | 179.937 | 277.812 | 22833 | 20219.6 | 1889.837 | 209.7228 | 513.8402
2013-09-30 | 10837.167 | 9076.722 | 1392.777 | 156.459 | 211.209 | 22682 | 20068.89 | 1821.304 | 205.8435 | 585.9625
2013-10-31 | 11135.689 | 9198.19 | 1502.292 | 176.758 | 258.449 | 18445 | 15816.3 | 2025.741 | 254.2856 | 348.6734
2013-11-30 | 11640.948 | 9790.636 | 1461.583 | 148.408 | 240.321 | 20615 | 18030.36 | 1922.273 | 267.9082 | 394.4588
2013-12-31 | 12702.006 | 10912.622 | 1447.614 | 188.083 | 153.687 | 21964 | 19570.07 | 2142.251 | 274.6158 | -22.9368
2014-01-31 | 13613.596 | 11658.477 | 1476.947 | 190.578 | 287.594 | 22774 | 20229.64 | 1760.07 | 276.9846 | 507.3054
2014-02-28 | 12067.276 | 10225.218 | 1395.693 | 206.555 | 239.81 | 21905 | 19059.85 | 1892.689 | 348.3972 | 604.0638
2014-03-31 | 12672.074 | 10666.474 | 1546.683 | 198.863 | 260.054 | 21656 | 18943.11 | 1956.483 | 351.4494 | 404.9576
2014-04-30 | 10836.804 | 8962.645 | 1460.568 | 212.109 | 201.482 | 18557 | 15838.52 | 2088.889 | 359.4376 | 270.1534
2014-05-31 | 10642.583 | 8790.577 | 1448.055 | 189.754 | 214.197 | 18844 | 16340.76 | 1952.935 | 239.5254 | 310.7796
2014-06-30 | 11228.548 | 9412.544 | 1454.421 | 166.33 | 195.253 | 20807 | 18622.91 | 1656.722 | 247.2939 | 280.0741
2014-07-31 | 11717.444 | 9845.802 | 1478.577 | 165.739 | 227.326 | 21300 | 19331.84 | 1234.529 | 223.8554 | 509.7756
2014-08-31 | 11718.183 | 9805.466 | 1488.258 | 173.903 | 250.556 | 21363 | 19501.8 | 1280.928 | 252.222 | 328.05
2014-09-30 | 10836.546 | 9080.103 | 1437.045 | 139.093 | 180.305 | 21123 | 19361.88 | 1344.12 | 216.4065 | 200.5935
2014-10-31 | 10819.853 | 9041.876 | 1446.698 | 151.093 | 180.186 | 17784 | 15264.16 | 1959.928 | 218.3104 | 341.6016
2014-11-30 | 11487.634 | 9707.192 | 1437.231 | 142.519 | 200.692 | 20102 | 17733.74 | 1806.566 | 246.3103 | 315.3837
2014-12-31 | 12131.525 | 10359.109 | 1425.828 | 154.903 | 191.685 | 20938 | 18328.41 | 1917.17 | 241.7382 | 450.6818
2015-01-31 | 13119.979 | 11250.337 | 1432.84 | 164.562 | 272.24 | 21814 | 19601.74 | 1283.842 | 239.3306 | 689.0874
2015-02-28 | 12302.278 | 10600.396 | 1335.858 | 142.772 | 223.252 | 21494 | 19379.05 | 1447.463 | 235.947 | 431.54
2015-03-31 | 12044.976 | 10212.786 | 1453.153 | 161.032 | 218.005 | 20827 | 18298.38 | 1955.219 | 289.3311 | 284.0699
2015-04-30 | 10404.962 | 8679.37 | 1405.231 | 151.615 | 168.746 | 18462 | 15708.66 | 1925.434 | 271.1328 | 556.7732
2015-05-31 | 10547.132 | 8798.507 | 1412.842 | 170.524 | 165.259 | 19158 | 16907.98 | 1888.851 | 228.6186 | 132.5504
2015-06-30 | 10624.316 | 8942.283 | 1351.048 | 148.015 | 182.97 | 19339 | 16892.13 | 1861.715 | 253.0514 | 332.1036
2015-07-31 | 12105.066 | 10312.467 | 1395.071 | 169.088 | 228.44 | 22516 | 20656.56 | 1189.704 | 228.4097 | 441.3263
2015-08-31 | 11797.099 | 9965.934 | 1418.277 | 166.564 | 246.324 | 22383 | 20498.96 | 1201.994 | 203.3686 | 478.6774
2015-09-30 | 11361.901 | 9625.828 | 1369.332 | 184.574 | 182.167 | 22063 | 19973.68 | 1257.934 | 211.4512 | 619.9348
2015-10-31 | 10687.264 | 8878.974 | 1453.202 | 194.589 | 160.499 | 17667 | 14884.97 | 1924.228 | 348.8102 | 508.9918
2015-11-30 | 10681.592 | 8963.684 | 1381.098 | 147.434 | 189.376 | 19239 | 16565.88 | 1879.328 | 272.9112 | 520.8808
2015-12-31 | 11313.857 | 9546.732 | 1393.262 | 167.618 | 206.245 | 19161 | 16355.81 | 1903.802 | 320.6325 | 580.7555
2016-01-31 | 12384.867 | 10508.333 | 1440.227 | 155.238 | 281.069 | 20836 | 18202.71 | 1838.962 | 317.9757 | 476.3523
2016-02-29 | 11471.763 | 9726.471 | 1372.476 | 150.337 | 222.479 | 20766 | 18094.22 | 1993.201 | 286.9147 | 391.6643
2016-03-31 | 11302.963 | 9496.261 | 1451.793 | 148.34 | 206.569 | 20063 | 17468.06 | 1861.963 | 293.4842 | 439.4928
2016-04-30 | 10409.92 | 8680.447 | 1436.773 | 153.646 | 139.054 | 17821 | 15474.55 | 1930.643 | 271.0626 | 144.7444
2016-05-31 | 10470.808 | 8757.947 | 1400.24 | 152.605 | 160.016 | 19885 | 17003.69 | 2012.477 | 355.1049 | 513.7281
2016-06-30 | 11101.521 | 9374.678 | 1386.493 | 146.615 | 193.735 | 21692 | 19771.25 | 1250.021 | 279.4939 | 391.2351
2016-07-31 | 12497.616 | 10733.656 | 1374.658 | 138.773 | 250.529 | 22659 | 20955.64 | 1104.207 | 161.3168 | 437.8362
2016-08-31 | 13113.359 | 11248.853 | 1404.99 | 164.839 | 294.677 | 23100 | 21332.92 | 1122.548 | 195.706 | 448.826
2016-09-30 | 11072.26 | 9296.858 | 1377.715 | 140.375 | 257.312 | 23213 | 21260.85 | 1152.819 | 142.8112 | 656.5198
2016-10-31 | 10518.677 | 8755.244 | 1410.365 | 158.328 | 194.74 | 18189 | 15451.67 | 1927.67 | 270.9776 | 538.6824
2016-11-30 | 10697.637 | 8920.356 | 1404.427 | 165.552 | 207.302 | 19369 | 16599.65 | 2002.135 | 266.5365 | 500.6785
2016-12-31 | 11978.041 | 10093.776 | 1403.94 | 191.718 | 288.607 | 20688 | 18146.04 | 1877.911 | 358.1404 | 305.9086
2017-01-31 | 12108.005 | 10235.721 | 1426.113 | 167.231 | 278.94 | 20372 | 17605.02 | 1903.952 | 284.0204 | 579.0076
2017-02-28 | 10607.563 | 8932.522 | 1327.331 | 157.939 | 189.771 | 19838 | 16763.11 | 2026.818 | 334.4528 | 713.6192
2017-03-31 | 11591.031 | 9770.579 | 1477.122 | 159.279 | 184.051 | 19174 | 16596.15 | 1936.202 | 285.6516 | 355.9964
2017-04-30 | 9788.616 | 8175.766 | 1362.45 | 157.307 | 93.093 | 17349 | 14585.55 | 2041.365 | 287.8311 | 434.2539
2017-05-31 | 10153.182 | 8442.449 | 1391.732 | 178.48 | 140.521 | 17738 | 15261.02 | 1979.705 | 284.9445 | 212.3305
2017-06-30 | 10657.08 | 8977.237 | 1340.846 | 158.409 | 180.588 | 21168 | 18989.16 | 1545.127 | 242.1747 | 391.5383
2017-07-31 | 11587.63 | 9826.461 | 1377.59 | 151.2 | 232.379 | 20627 | 18446.77 | 1426.45 | 211.7928 | 541.9872
2017-08-31 | 11350.012 | 9622.113 | 1359.22 | 157.201 | 211.478 | 20158 | 18606.52 | 1077.556 | 200.8482 | 273.0758
2017-09-30 | 10679.393 | 9122.15 | 1230.396 | 145.584 | 181.263 | 21786 | 20018.32 | 1007.671 | 215.3174 | 544.6916
2017-10-31 | 10339.329 | 8601.176 | 1426.975 | 139.553 | 171.625 | 17418 | 15048.39 | 1943.664 | 223.0329 | 202.9131
2017-11-30 | 10955.909 | 9213.777 | 1408.105 | 157.772 | 176.255 | 19115 | 16384.24 | 2051.185 | 276.3474 | 403.2276
2017-12-31 | 12338.893 | 10436.662 | 1408.63 | 196.667 | 296.934 | 20306 | 17561.16 | 1809.568 | 357.8213 | 577.4507
2018-01-31 | 12700.826 | 10882.596 | 1418.086 | 184.612 | 215.532 | 20906 | 18729.15 | 1274.496 | 374.7405 | 527.6135
2018-02-28 | 10951.065 | 9286.31 | 1323.263 | 160.19 | 181.302 | 20076 | 17389.96 | 1925.496 | 313.146 | 447.398
2018-03-31 | 11372.42 | 9566.427 | 1481.01 | 151.405 | 173.578 | 18462 | 15935.17 | 1911.541 | 271.1181 | 344.1709
2018-04-30 | 10578.368 | 8906.101 | 1368.878 | 139.08 | 164.309 | 18011 | 15475.92 | 1864.188 | 260.0555 | 410.8365
2018-05-31 | 10421.469 | 8725.155 | 1401.01 | 144.713 | 150.591 | 20473 | 18194.47 | 1599.295 | 211.7844 | 467.4506
2018-06-30 | 10923.446 | 9205.996 | 1373.762 | 146.9 | 196.788 | 21369 | 18536.77 | 1806.399 | 254.085 | 771.746
2018-07-31 | 12685.981 | 10951.054 | 1361.765 | 156.277 | 216.885 | 22909 | 21077.6 | 1089.862 | 276.4951 | 465.0429
2018-08-31 | 12688.795 | 10901.079 | 1390.079 | 149.133 | 248.504 | 21990 | 20345.65 | 1147.967 | 182.3349 | 314.0481
2018-09-30 | 11147.31 | 9441.469 | 1367.583 | 123.823 | 214.435 | 23240 | 21160.12 | 1117.28 | 169.035 | 793.565
2018-10-31 | 10717.348 | 9029.399 | 1440.57 | 138.254 | 109.125 | 18205 | 15964.16 | 1743.15 | 214.7324 | 282.9576
2018-11-30 | 11360.321 | 9612.505 | 1412.934 | 141.553 | 193.329 | 20152 | 17440.76 | 1925.193 | 292.2894 | 493.7576
2018-12-31 | 11938.614 | 10066.572 | 1439.964 | 165.292 | 266.786 | 19891 | 17186.14 | 1853.428 | 293.5 | 557.932
2019-01-31 | 12777.216 | 10984.339 | 1424.631 | 157.579 | 210.667 | 21525 | 18834.82 | 1824.973 | 233.4161 | 631.7909
2019-02-28 | 11291.744 | 9679.029 | 1303.065 | 132.852 | 176.798 | 20500 | 17986.65 | 1882.421 | 243.2612 | 387.6678
2019-03-31 | 11658.678 | 9872.263 | 1444.563 | 151.489 | 190.363 | 20263 | 17522.65 | 2049.826 | 239.7963 | 450.7277
2019-04-30 | 10264.505 | 8608.974 | 1338.349 | 170.596 | 146.586 | 17645 | 14956.61 | 2012.241 | 273.7595 | 402.3895
2019-05-31 | 10219.56 | 8467.021 | 1405.277 | 177.012 | 170.25 | 16784 | 14068.65 | 1848.762 | 312.4022 | 554.1858
2019-06-30 | 10365.619 | 8681.844 | 1388.098 | 145.5 | 150.177 | 20248 | 18015.36 | 1545.989 | 210.2323 | 476.4187
2019-07-31 | 12792.766 | 11052.777 | 1356.389 | 147.863 | 235.737 | 21791 | 19819.4 | 1055.285 | 234.8158 | 681.4992
2019-08-31 | 11825.052 | 10103.635 | 1379.382 | 141.201 | 200.834 | 21354 | 19286.97 | 1418.286 | 163.5032 | 485.2408
2019-09-30 | 10318.533 | 8735.445 | 1286.871 | 129.154 | 167.063 | 19717 | 17232.99 | 1865.817 | 179.2536 | 438.9394
2019-10-31 | 10351.05 | 8695.342 | 1377.19 | 133.423 | 145.095 | 18329 | 15858.72 | 1799.031 | 169.3067 | 501.9423
2019-11-30 | 11255.325 | 9566.229 | 1344.964 | 144.138 | 199.994 | 19625 | 17204.45 | 1869.312 | 264.8378 | 286.4002
2019-12-31 | 11997.095 | 10167.965 | 1390.827 | 185.248 | 253.055 | 20974 | 18132.44 | 1886.516 | 329.041 | 626.003
2020-01-31 | 12178.575 | 10383.457 | 1421.435 | 154.804 | 218.879 | 19928 | 17248.55 | 2038.156 | 255.5653 | 385.7287
2020-02-29 | 11239.82 | 9622.815 | 1333.64 | 130.239 | 153.126 | 19630 | 17209.54 | 1932.968 | 256.8344 | 230.6576
2020-03-31 | 10989.389 | 9283.197 | 1393.918 | 146.703 | 165.571 | 18183 | 15453.75 | 1831.478 | 258.5017 | 639.2703
2020-04-30 | 9282.854 | 7848.11 | 1153.337 | 156.852 | 124.555 | 15350 | 13280.69 | 1582.584 | 267.4529 | 219.2731
2020-05-31 | 9642.117 | 8168.463 | 1164.589 | 179.62 | 129.445 | 20649 | 18474.17 | 1380.073 | 271.9071 | 522.8499
2020-06-30 | 10800.015 | 9266.452 | 1204.421 | 158.555 | 170.587 | 21292 | 19034.88 | 1670.309 | 214.578 | 372.233
2020-07-31 | 13202.706 | 11611.332 | 1217.734 | 133.797 | 239.843 | 24446 | 22412.78 | 1343.705 | 211.87 | 477.645
2020-08-31 | 12081.08 | 10404.924 | 1293.469 | 146.854 | 235.833 | 23823 | 21208.8 | 1738.735 | 160.0883 | 715.3767
2020-09-30 | 10114.374 | 8539.376 | 1272.232 | 155.933 | 146.833 | 20225 | 17908.17 | 1726.147 | 208.4155 | 382.2675
2020-10-31 | 10339.39 | 8709.182 | 1346.746 | 136.399 | 147.063 | 17679 | 15258.76 | 1701.44 | 205.3914 | 513.4086
2020-11-30 | 10529.032 | 8952.778 | 1298.175 | 117.956 | 160.123 | 19147 | 16766.96 | 1779.029 | 198.332 | 402.679
2020-12-31 | 11811.675 | 10133.006 | 1324.33 | 159.628 | 194.711 | 20738 | 18149.66 | 1713.527 | 257.8595 | 616.9535
2021-01-31 | 12105.158 | 10361.393 | 1380.422 | 146.481 | 216.862 | 20150 | 17617.05 | 1904.916 | 201.7136 | 426.3204
2021-02-28 | 11233.123 | 9628.043 | 1286.376 | 128.04 | 190.664 | 20318 | 17713.35 | 1954.603 | 223.5765 | 426.4705
2021-03-31 | 11101.706 | 9383.05 | 1403.012 | 168.316 | 147.328 | 19344 | 16809.63 | 2016.47 | 209.1617 | 308.7383
2021-04-30 | 9781.57 | 8232.163 | 1334.867 | 145.429 | 69.111 | 16644 | 14038.67 | 1743.364 | 259.8915 | 602.0745
2021-05-31 | 10086.333 | 8498.898 | 1381.951 | 153.836 | 51.648 | 19443 | 16862.43 | 1796.724 | 184.5379 | 599.3081
2021-06-30 | 11262.474 | 9735.938 | 1259.332 | 132.576 | 134.628 | 22258 | 20483.21 | 1053.779 | 173.4785 | 547.5325
2021-07-31 | 11636.443 | 10067.983 | 1281.389 | 140.02 | 147.051 | 21655 | 20129.06 | 1024.867 | 174.991 | 326.082
2021-08-31 | 12856.511 | 11257.223 | 1276.353 | 145.534 | 177.401 | 22986 | 21152.87 | 1128.732 | 185.5447 | 518.8533
2021-09-30 | 10389.017 | 8816.858 | 1282.526 | 133.464 | 156.169 | 18769 | 16423.21 | 1696.753 | 169.3904 | 479.6466
2021-10-31 | 10516.14 | 8812.988 | 1349.298 | 146.187 | 207.667 | 17312 | 14836.55 | 1808.165 | 181.1434 | 486.1416
2021-11-30 | 10956.602 | 9289.843 | 1330.551 | 131.91 | 204.298 | 19644 | 17057.11 | 1886.821 | 179.7903 | 520.2787
2021-12-31 | 11969.602 | 10162.622 | 1393.558 | 150.401 | 263.021 | 20455 | 17849.31 | 1939.065 | 178.6659 | 487.9591
2022-01-31 | 13085.388 | 11309.713 | 1429.374 | 141.901 | 204.4 | 21349 | 18568.87 | 1848.11 | 276.9863 | 655.0337
2022-02-28 | 11487.734 | 9868.554 | 1279.543 | 139.57 | 200.067 | 20918 | 18284.47 | 1830.206 | 189.9149 | 613.4091
2022-03-31 | 11816.835 | 10021.983 | 1420.351 | 166.958 | 207.543 | 19763 | 17226.22 | 1876.425 | 246.9115 | 413.4435
2022-04-30 | 10265.047 | 8643.765 | 1301.591 | 139.261 | 180.43 | 17256 | 14532.35 | 1783.021 | 206.8429 | 733.7861
2022-05-31 | 10469.914 | 8743.427 | 1411.702 | 163.924 | 150.861 | 21292 | 19075.72 | 1585.076 | 182.1273 | 449.0767
2022-06-30 | 10929.858 | 9321.502 | 1299.146 | 148.831 | 160.379 | 21954 | 20047.8 | 1088.784 | 246.9046 | 570.5114
2022-07-31 | 12343.623 | 10601.099 | 1341.868 | 144.639 | 256.017 | 22607 | 20964.29 | 1024.114 | 155.4191 | 463.1769
2022-08-31 | 12624.254 | 10830.757 | 1351.532 | 144.462 | 297.503 | 21871 | 19879.56 | 1139.376 | 178.3511 | 673.7129
2022-09-30 | 10814.096 | 9116.212 | 1329.888 | 135.217 | 232.779 | 20350 | 17812.02 | 1857.612 | 220.7457 | 459.6223
2022-10-31 | 10384.167 | 8716.711 | 1336.906 | 114.553 | 215.997 | 17294 | 14593.85 | 1728.103 | 204.9306 | 767.1164
2022-11-30 | 11044.181 | 9332.357 | 1358.357 | 150.022 | 203.445 | 19441 | 16657.63 | 1885.858 | 229.7992 | 667.7128
2022-12-31 | 12273.23 | 10425.209 | 1423.836 | 177.746 | 246.439 | 20173 | 17385.31 | 1951.2 | 277.434 | 559.056
2023-01-31 | 12519.712 | 10663.9284 | 1442.7604 | 147.6643 | 265.3589 | 20486 | 17788.22 | 1880.245 | 189.9117 | 627.6233
2023-02-28 | 11225.17 | 9600.1488 | 1293.0651 | 135.588 | 196.3681 | 21388 | 18906.97 | 1669.987 | 182.8198 | 628.2232
2023-03-31 | 11846.269 | 10020.4543 | 1460.0804 | 185.4365 | 180.2977 | 18811 | 15981.11 | 1879.742 | 250.0072 | 700.1408
2023-04-30 | 10271.638 | 8627.354 | 1342.3702 | 129.821 | 172.0928 | 17547 | 14758.89 | 1640.215 | 191.2154 | 956.6796
2023-05-31 | 10356.75 | 8683.1386 | 1389.07 | 150.1265 | 134.4149 | 20787 | 18492.36 | 1653.033 | 190.305 | 451.302
2023-06-30 | 11119.814 | 9405.7355 | 1361.0294 | 177.7235 | 175.3256 | 21463 | 19512.09 | 1275.405 | 235.6532 | 439.8518
2023-07-31 | 12507.785 | 10774.2868 | 1327.9647 | 198.4082 | 207.1253 | 22686 | 20840.57 | 904.1759 | 297.5355 | 643.7186
2023-08-31 | 11828.62 | 10023.4866 | 1395.9442 | 179.0739 | 230.1152 | 21364 | 19051.29 | 1542.652 | 220.7961 | 549.2619
2023-09-30 | 10997.556 | 9302.3516 | 1313.7649 | 153.072 | 228.3675 | 23713 | 21787.11 | 917.0429 | 198.5693 | 810.2778
2023-10-31 | 10932.34 | 9206.3755 | 1385.768 | 125.7878 | 214.4087 | 20849 | 18263.33 | 1804.525 | 147.9438 | 633.2012
2023-11-30 | 11456.562 | 9679.0271 | 1398.5566 | 132.3457 | 246.6327 | 20579 | 17750.2 | 1866.194 | 194.518 | 768.088
2023-12-31 | 12065.5 | 10241.9514 | 1447.2337 | 146.7123 | 229.6026 | 20004 | 17432.19 | 1919.565 | 252.1113 | 400.1337
2024-01-31 | 12932.636 | 11101.9147 | 1422.9814 | 144.7408 | 262.9991 | 20880 | 18633.42 | 1745.48 | 182.6299 | 318.4701
2024-02-29 | 11437.175 | 9706.5825 | 1363.2675 | 141.9094 | 225.4155 | 19703 | 16783.98 | 1980.492 | 219.505 | 719.023
2024-03-31 | 11484.309 | 9662.1438 | 1438.1805 | 143.1947 | 240.7901 | 18813 | 16343.38 | 1918.729 | 176.2319 | 374.6591
2024-04-30 | 10429.148 | 8729.9908 | 1352.5453 | 150.6011 | 196.0109 | 17958 | 15296.65 | 1849.562 | 204.5129 | 607.2751
2024-05-31 | 10683.881 | 8909.3306 | 1386.8118 | 153.3365 | 234.4021 | 20436 | 17793.42 | 1851.057 | 141.1089 | 650.4141
2024-06-30 | 11543.786 | 9793.673 | 1359.5387 | 146.7093 | 243.865 | 23852 | 21906.52 | 1039.628 | 132.255 | 773.597
2024-07-31 | 13026.541 | 11226.5508 | 1335.3985 | 156.2716 | 308.3201 | 23356 | 21321.11 | 1002.858 | 155.35 | 876.682
2024-08-31 | 12611.122 | 10757.4773 | 1389.3925 | 161.2831 | 302.9691 | 23179 | 21254.8 | 994.9293 | 148.974 | 780.2967
2024-09-30 | 11264.302 | 9503.453 | 1328.4107 | 153.2011 | 279.2373 | 21546 | 18978.55 | 1900.653 | 147.269 | 519.528
2024-10-31 | 10949.216 | 9093.3198 | 1422.713 | 180.517 | 252.6663 | 17998 | 15553.8 | 1936.163 | 161.286 | 346.751
2024-11-30 | 11248.652 | 9428.8017 | 1419.4526 | 169.3167 | 231.081 | 19260 | 16501.11 | 1887.027 | 153.3579 | 718.5051
2024-12-31 | 12871.042 | 10870.9556 | 1482.7243 | 147.5362 | 369.8259 | 20929 | 18249.15 | 1974.428 | 221.4989 | 483.9231
2025-01-31 | 13668.714 | 11640.8632 | 1492.7451 | 125.8563 | 409.2493 | 22058 | 19456 | 1698 | 126 | 778
2025-02-28 | 12278.547 | 10423.565 | 1347.5584 | 150.2559 | 357.1676 | 21399 | 18634 | 1888 | 218 | 659
2025-03-31 | 12057.659 | 10104.3239 | 1508.6829 | 134.0875 | 310.5648 | 20232 | 17493 | 1980 | 136 | 623
2025-04-30 | 10837.309 | 8984.662 | 1424.8915 | 120.837 | 306.9185 | 19271 | 16502 | 1895 | 137 | 737
2025-05-31 | 10770.893 | 8823.1037 | 1519.5986 | 135.3793 | 292.8114 | 18190 | 15425 | 2102 | 147 | 516
Back to main menu

## Table 3.4.4
Back to main menu
Table 3.4.4: Economic Assumptions
| Ontario Employment |  | Ontario Housing Starts |  | Ontario Growth Index
Year | Thousands | Annual Growth (%) | Thousands | Annual Growth (%) | Index | Annual Growth (%)
2011 | 6657.975 |  | 65.241 |  | 1.313
2012 | 6702.925 | 0.67513 | 74.414 | 14.0602 | 1.3274 | 1.0968
2013 | 6806.8583 | 1.5506 | 61.277 | -17.6539 | 1.3459 | 1.3917
2014 | 6840.025 | 0.48725 | 56.165 | -8.3424 | 1.3566 | 0.80135
2015 | 6886.9583 | 0.68616 | 68.291 | 21.59 | 1.3704 | 1.0138
2016 | 6956.3833 | 1.0081 | 71.86 | 5.2262 | 1.3869 | 1.2008
2017 | 7117.2833 | 2.313 | 75.204 | 4.6535 | 1.4129 | 1.8749
2018 | 7245.9 | 1.8071 | 75.958 | 1.0026 | 1.4357 | 1.6197
2019 | 7429.1667 | 2.5292 | 67.864 | -10.6559 | 1.4629 | 1.8936
2020 | 7025.8833 | -5.4284 | 78.918 | 16.2885 | 1.4329 | -2.05
2021 | 7393.2833 | 5.2292 | 92.284 | 16.9366 | 1.4822 | 3.4345
2022 | 7731.6333 | 4.5765 | 91.888 | -0.42911 | 1.528 | 3.0956
2023 | 7914.7833 | 2.3688 | 85.77 | -6.6581 | 1.5576 | 1.9347
2024 | 8044.2129 | 1.6353 | 72.312 | -15.6908 | 1.5801 | 1.4414
2025 (f) | 8126.1649 | 1.0188 | 69.07 | -4.4833 | 1.5974 | 1.098
2026 (f) | 8167.0317 | 0.5029 | 73.78 | 6.8192 | 1.6113 | 0.8722
Note: Labour Force data was rebased in January of 2021
Back to main menu

## Table 3.4.5
Back to main menu
Table 3.4.5: Estimate of Contracted Embedded Generation Capacity (MW)
| Biogas | Cogeneration | Solar | Hydro | Wind | Total
2007-01-01 | 0 | 0 | 0 | 129.3052 | 0 | 129.3052
2007-02-01 | 0 | 0 | 0 | 130.66 | 0 | 130.66
2007-03-01 | 0.90726 | 0 | 0 | 130.66 | 0 | 131.5673
2007-04-01 | 5.625 | 0 | 0 | 130.66 | 0.34201 | 136.627
2007-05-01 | 9.0176 | 0 | 0 | 132.86 | 5.3585 | 147.236
2007-06-01 | 12.91 | 0 | 0 | 133.76 | 6.5101 | 153.1801
2007-07-01 | 12.91 | 0 | 0 | 133.869 | 6.5101 | 153.2891
2007-08-01 | 12.91 | 0 | 0.031813 | 134.061 | 6.5101 | 153.5129
2007-09-01 | 13.054 | 0 | 0.051979 | 134.19 | 6.5101 | 153.8061
2007-10-01 | 14.69 | 0 | 0.053184 | 134.19 | 6.631 | 155.5642
2007-11-01 | 15.189 | 0 | 0.063105 | 134.834 | 6.7601 | 156.8462
2007-12-01 | 15.6348 | 0 | 0.14466 | 135.4645 | 6.7601 | 158.0041
2008-01-01 | 16.252 | 0 | 0.21996 | 135.859 | 8.9956 | 161.3265
2008-02-01 | 16.3348 | 0 | 0.22307 | 135.859 | 16.6601 | 169.0769
2008-03-01 | 16.352 | 1.5581 | 0.22542 | 135.859 | 22.7569 | 176.7514
2008-04-01 | 16.352 | 2.3 | 0.25899 | 135.859 | 25.6601 | 180.4301
2008-05-01 | 16.352 | 2.3 | 0.29769 | 135.859 | 25.6601 | 180.4688
2008-06-01 | 16.352 | 6.8 | 0.29769 | 135.859 | 38.2002 | 197.5089
2008-07-01 | 16.352 | 7.3 | 0.304 | 135.859 | 45.4602 | 205.2752
2008-08-01 | 16.352 | 7.3 | 0.30791 | 135.9509 | 45.4602 | 205.371
2008-09-01 | 16.352 | 7.3 | 0.31281 | 136.809 | 46.8352 | 207.609
2008-10-01 | 16.352 | 7.6645 | 0.33243 | 136.809 | 56.2651 | 217.423
2008-11-01 | 17.632 | 18.6 | 0.33409 | 140.209 | 69.2203 | 245.9954
2008-12-01 | 19.552 | 18.7129 | 3.2543 | 140.809 | 73.5103 | 255.8385
2009-01-01 | 19.552 | 22.1 | 11.616 | 140.809 | 73.5103 | 267.5873
2009-02-01 | 19.552 | 22.1 | 11.7447 | 140.809 | 73.5103 | 267.716
2009-03-01 | 19.552 | 22.1 | 11.7722 | 140.809 | 73.549 | 267.7822
2009-04-01 | 19.5981 | 22.1 | 11.774 | 140.809 | 74.1103 | 268.3914
2009-05-01 | 19.898 | 22.1 | 11.7776 | 142.68 | 74.1103 | 270.5658
2009-06-01 | 19.898 | 59.9 | 11.7776 | 146.609 | 74.1103 | 312.2949
2009-07-01 | 19.898 | 85.1 | 11.7776 | 146.609 | 74.1103 | 337.4949
2009-08-01 | 19.898 | 85.1 | 11.7776 | 146.609 | 74.1103 | 337.4949
2009-09-01 | 19.898 | 85.1 | 12.7339 | 147.7423 | 74.1103 | 339.5845
2009-10-01 | 19.898 | 85.1 | 21.3408 | 148.609 | 74.1103 | 349.058
2009-11-01 | 19.898 | 85.1 | 23.5917 | 148.609 | 74.1103 | 351.309
2009-12-01 | 19.898 | 85.1 | 33.2809 | 148.8671 | 87.5426 | 374.6885
2010-01-01 | 19.898 | 96.8 | 47.3343 | 189.759 | 104.9039 | 458.6952
2010-02-01 | 19.898 | 96.8 | 53.8468 | 190.281 | 120.7104 | 481.5363
2010-03-01 | 19.898 | 96.8 | 53.8468 | 202.197 | 120.7104 | 493.4523
2010-04-01 | 23.7224 | 96.8 | 53.8468 | 223.2703 | 120.7104 | 518.35
2010-05-01 | 26.977 | 96.8 | 53.8468 | 239.197 | 142.746 | 559.5668
2010-06-01 | 26.977 | 96.8 | 53.8629 | 240.3126 | 160.3106 | 578.2631
2010-07-01 | 28.2931 | 96.8 | 64.8303 | 240.7634 | 160.3106 | 590.9974
2010-08-01 | 33.8764 | 96.8 | 104.3249 | 240.815 | 160.3106 | 636.1268
2010-09-01 | 38.9911 | 96.8 | 121.7581 | 241.505 | 160.3106 | 659.3648
2010-10-01 | 39.224 | 96.8 | 130.6526 | 243.47 | 162.4138 | 672.5603
2010-11-01 | 39.224 | 96.8 | 151.1879 | 243.62 | 175.1106 | 705.9425
2010-12-01 | 39.224 | 96.8 | 166.5989 | 244.22 | 186.9171 | 733.7599
2011-01-01 | 40.1763 | 96.8 | 195.2485 | 248.52 | 204.3365 | 785.0812
2011-02-01 | 40.864 | 96.8 | 209.3405 | 248.52 | 221.1107 | 816.6352
2011-03-01 | 40.864 | 96.8 | 215.1702 | 249.638 | 221.1107 | 823.5829
2011-04-01 | 40.864 | 96.8 | 223.6972 | 249.638 | 221.1107 | 832.1099
2011-05-01 | 40.9608 | 96.8 | 226.8121 | 249.638 | 234.014 | 848.2249
2011-06-01 | 40.964 | 96.8 | 230.5228 | 250.758 | 241.1108 | 860.1556
2011-07-01 | 40.964 | 96.8 | 262.2795 | 250.758 | 241.1108 | 891.9123
2011-08-01 | 40.964 | 96.8 | 289.5469 | 250.758 | 241.1108 | 919.1797
2011-09-01 | 40.9889 | 96.8 | 317.93 | 250.758 | 241.1108 | 947.5877
2011-10-01 | 41.338 | 96.8 | 325.5028 | 250.758 | 241.1108 | 955.5096
2011-11-01 | 41.363 | 96.8 | 330.6216 | 251.223 | 241.1108 | 961.1184
2011-12-01 | 41.6799 | 96.8 | 359.6279 | 251.223 | 241.1108 | 990.4416
2012-01-01 | 44.4734 | 96.8 | 378.2799 | 251.223 | 242.8527 | 1013.629
2012-02-01 | 44.575 | 96.8 | 384.5041 | 251.223 | 250.1108 | 1027.213
2012-03-01 | 44.575 | 96.8 | 442.107 | 251.223 | 265.9625 | 1100.6675
2012-04-01 | 45.8414 | 96.8 | 463.5679 | 251.223 | 287.9109 | 1145.3432
2012-05-01 | 46.4559 | 96.8 | 490.28 | 251.223 | 293.3948 | 1178.1537
2012-06-01 | 47.5397 | 96.8 | 521.2308 | 251.223 | 297.911 | 1214.7045
2012-07-01 | 48.4584 | 96.8 | 526.8559 | 251.223 | 297.911 | 1221.2482
2012-08-01 | 49.1175 | 96.8 | 538.457 | 251.473 | 297.911 | 1233.7585
2012-09-01 | 49.728 | 96.8 | 547.7075 | 251.473 | 301.511 | 1247.2195
2012-10-01 | 49.8409 | 96.8 | 558.4193 | 251.473 | 301.911 | 1258.4442
2012-11-01 | 49.978 | 96.8 | 577.3481 | 251.473 | 301.911 | 1277.5101
2012-12-01 | 50.3167 | 96.8 | 589.1998 | 251.473 | 310.8142 | 1298.6037
2013-01-01 | 51.5379 | 96.8 | 605.9954 | 252.048 | 327.8143 | 1334.1956
2013-02-01 | 54.923 | 96.8 | 649.91 | 254.0123 | 334.9111 | 1390.5563
2013-03-01 | 54.923 | 96.8 | 710.9791 | 259.6581 | 334.9111 | 1457.2713
2013-04-01 | 55.172 | 96.8 | 746.9822 | 260.051 | 334.9111 | 1493.9163
2013-05-01 | 56.6655 | 96.8 | 765.6521 | 265.551 | 334.9111 | 1519.5797
2013-06-01 | 58.1607 | 96.8 | 797.9923 | 271.451 | 334.9111 | 1559.3151
2013-07-01 | 58.269 | 96.8 | 833.6291 | 274.9494 | 334.9111 | 1598.5586
2013-08-01 | 58.269 | 96.8 | 857.21 | 279.901 | 334.9111 | 1627.0911
2013-09-01 | 58.269 | 96.8 | 883.7393 | 280.501 | 334.9111 | 1654.2204
2013-10-01 | 58.4625 | 96.8 | 907.9225 | 285.4687 | 335.0401 | 1683.6939
2013-11-01 | 58.519 | 96.9167 | 917.6386 | 292.601 | 335.4111 | 1701.0864
2013-12-01 | 58.519 | 97.006 | 956.7308 | 292.601 | 335.4111 | 1740.2679
2014-01-01 | 63.76 | 97.006 | 996.6295 | 292.601 | 335.4111 | 1785.4076
2014-02-01 | 68.017 | 97.006 | 1052.981 | 292.601 | 339.9111 | 1850.5161
2014-03-01 | 72.017 | 97.006 | 1131.5585 | 292.601 | 368.5134 | 1961.6959
2014-04-01 | 74.2035 | 97.006 | 1166.2717 | 292.601 | 371.4172 | 2001.4995
2014-05-01 | 74.869 | 97.006 | 1192.1372 | 292.601 | 371.4172 | 2028.0304
2014-06-01 | 74.869 | 97.006 | 1208.0346 | 292.601 | 373.4172 | 2045.9278
2014-07-01 | 74.869 | 97.006 | 1228.7427 | 294.251 | 381.4172 | 2076.2859
2014-08-01 | 74.9013 | 97.006 | 1281.9536 | 294.251 | 386.9218 | 2135.0336
2014-09-01 | 75.119 | 97.006 | 1325.7176 | 294.251 | 395.8973 | 2187.9909
2014-10-01 | 75.119 | 97.006 | 1406.5719 | 294.251 | 410.8993 | 2283.8472
2014-11-01 | 75.119 | 97.006 | 1471.3142 | 294.251 | 415.6827 | 2353.3729
2014-12-01 | 75.119 | 97.006 | 1508.8385 | 294.251 | 425.2494 | 2400.4638
2015-01-01 | 75.119 | 97.006 | 1534.8037 | 294.251 | 425.2494 | 2426.4291
2015-02-01 | 75.119 | 97.006 | 1590.2363 | 294.251 | 425.2494 | 2481.8616
2015-03-01 | 75.119 | 97.006 | 1635.3113 | 294.251 | 425.2494 | 2526.9366
2015-04-01 | 75.269 | 97.006 | 1661.6364 | 294.251 | 425.2494 | 2553.4118
2015-05-01 | 75.369 | 97.006 | 1678.9824 | 294.251 | 425.2494 | 2570.8577
2015-06-01 | 86.6499 | 97.006 | 1702.0977 | 301.513 | 429.7494 | 2617.016
2015-07-01 | 93.7858 | 97.006 | 1725.7316 | 304.762 | 449.5398 | 2670.8252
2015-08-01 | 93.931 | 97.006 | 1747.3995 | 312.373 | 470.714 | 2721.4235
2015-09-01 | 93.931 | 97.006 | 1776.4149 | 312.373 | 483.5495 | 2763.2745
2015-10-01 | 101.1052 | 97.006 | 1800.8333 | 312.373 | 483.5495 | 2794.867
2015-11-01 | 108.049 | 99.4861 | 1828.845 | 312.373 | 483.5495 | 2832.3027
2015-12-01 | 108.966 | 100.922 | 1862.1998 | 313.9214 | 485.0044 | 2871.0135
2016-01-01 | 108.966 | 100.922 | 1873.9655 | 313.973 | 487.6495 | 2885.476
2016-02-01 | 108.966 | 100.922 | 1880.6538 | 313.973 | 489.0289 | 2893.5437
2016-03-01 | 108.966 | 100.922 | 1888.5229 | 313.973 | 497.6496 | 2910.0335
2016-04-01 | 108.966 | 100.922 | 1895.2354 | 313.973 | 497.6496 | 2916.7459
2016-05-01 | 108.966 | 100.922 | 1898.972 | 313.973 | 512.4121 | 2935.2451
2016-06-01 | 108.966 | 100.922 | 1901.0536 | 313.973 | 515.2511 | 2940.1657
2016-07-01 | 108.966 | 100.922 | 1906.6903 | 313.973 | 515.2511 | 2945.8024
2016-08-01 | 109.1621 | 100.922 | 1916.1575 | 313.973 | 515.2511 | 2955.4657
2016-09-01 | 109.346 | 100.922 | 1932.2473 | 313.973 | 521.4011 | 2977.8894
2016-10-01 | 109.3541 | 100.922 | 1940.6332 | 313.973 | 542.4126 | 3007.2948
2016-11-01 | 109.596 | 100.922 | 1948.1572 | 313.973 | 553.9032 | 3026.5514
2016-12-01 | 109.596 | 100.922 | 1956.2489 | 314.038 | 569.1226 | 3049.9275
2017-01-01 | 109.596 | 100.922 | 1960.8591 | 314.038 | 571.7032 | 3057.1183
2017-02-01 | 109.596 | 100.922 | 1965.8379 | 314.038 | 571.7032 | 3062.0972
2017-03-01 | 109.596 | 103.1546 | 1973.0946 | 314.038 | 571.7032 | 3071.5864
2017-04-01 | 109.596 | 104.767 | 1988.9948 | 314.038 | 578.6372 | 3096.033
2017-05-01 | 109.596 | 105.0799 | 2002.7135 | 314.3138 | 579.962 | 3111.6652
2017-06-01 | 109.596 | 108 | 2007.9013 | 315.2713 | 580.2039 | 3120.9725
2017-07-01 | 109.596 | 108 | 2009.7802 | 315.488 | 580.2039 | 3123.0681
2017-08-01 | 109.596 | 109.1472 | 2012.9963 | 328.7428 | 580.2039 | 3140.6863
2017-09-01 | 109.596 | 111.233 | 2018.8565 | 344.838 | 580.2039 | 3164.7274
2017-10-01 | 109.596 | 111.233 | 2023.9425 | 344.838 | 580.2039 | 3169.8134
2017-11-01 | 109.596 | 111.4908 | 2029.5095 | 344.838 | 587.7212 | 3183.1555
2017-12-01 | 109.596 | 113.811 | 2033.6045 | 344.838 | 590.4548 | 3192.3043
2018-01-01 | 109.596 | 113.811 | 2039.7298 | 344.838 | 590.4548 | 3198.4296
2018-02-01 | 109.596 | 113.811 | 2048.0224 | 344.838 | 590.4548 | 3206.7222
2018-03-01 | 109.596 | 113.811 | 2056.2911 | 344.838 | 590.4548 | 3214.9909
2018-04-01 | 109.7793 | 113.811 | 2060.9914 | 344.838 | 590.4548 | 3219.8745
2018-05-01 | 109.846 | 113.811 | 2063.6322 | 344.838 | 590.4548 | 3222.582
2018-06-01 | 109.846 | 113.811 | 2070.0079 | 344.838 | 590.4548 | 3228.9577
2018-07-01 | 110.0718 | 113.811 | 2077.1555 | 344.838 | 590.4548 | 3236.3311
2018-08-01 | 110.596 | 113.811 | 2090.4804 | 344.838 | 590.4548 | 3250.1802
2018-09-01 | 110.671 | 113.811 | 2098.359 | 344.838 | 590.4548 | 3258.1338
2018-10-01 | 110.846 | 113.811 | 2104.2416 | 344.838 | 590.4548 | 3264.1914
2018-11-01 | 110.941 | 113.811 | 2104.8686 | 344.838 | 590.4548 | 3264.9134
2018-12-01 | 111.196 | 113.811 | 2105.7477 | 344.838 | 590.4548 | 3266.0475
2019-01-01 | 111.196 | 113.811 | 2128.1496 | 347.438 | 590.4548 | 3291.0494
2019-02-01 | 111.196 | 113.811 | 2138.3452 | 347.438 | 590.4548 | 3301.245
2019-03-01 | 111.446 | 113.811 | 2145.193 | 347.438 | 590.4548 | 3308.3428
2019-04-01 | 111.6627 | 115.263 | 2148.4854 | 347.438 | 590.4548 | 3313.3039
2019-05-01 | 111.9299 | 115.791 | 2150.6741 | 347.438 | 590.4548 | 3316.2878
2019-06-01 | 111.946 | 115.791 | 2152.1248 | 347.438 | 590.4548 | 3317.7546
2019-07-01 | 111.946 | 115.791 | 2153.0123 | 347.438 | 590.4548 | 3318.6421
2019-08-01 | 111.9702 | 115.791 | 2154.7448 | 347.438 | 590.4548 | 3320.3988
2019-09-01 | 112.3043 | 116.883 | 2157.8404 | 347.438 | 590.4548 | 3324.9205
2019-10-01 | 112.446 | 118.521 | 2158.9011 | 347.438 | 590.4548 | 3327.7609
2019-11-01 | 112.446 | 118.521 | 2160.0341 | 347.438 | 590.4548 | 3328.8939
2019-12-01 | 112.446 | 118.521 | 2160.2149 | 347.438 | 590.4548 | 3329.0747
2020-01-01 | 112.446 | 118.521 | 2160.2149 | 347.438 | 590.4548 | 3329.0747
2020-02-01 | 112.446 | 119.4101 | 2160.2149 | 347.438 | 590.4548 | 3329.9639
2020-03-01 | 112.446 | 123.678 | 2160.2835 | 350.5348 | 590.4548 | 3337.3971
2020-04-01 | 112.446 | 123.678 | 2160.7462 | 351.438 | 590.4548 | 3338.763
2020-05-01 | 112.446 | 123.678 | 2160.7462 | 351.438 | 590.4548 | 3338.763
2020-06-01 | 112.446 | 136.4009 | 2160.7462 | 351.438 | 590.4548 | 3351.4859
2020-07-01 | 112.446 | 151.465 | 2160.7462 | 351.438 | 590.4548 | 3366.55
2020-08-01 | 112.446 | 151.465 | 2160.7462 | 351.438 | 590.4548 | 3366.55
2020-09-01 | 112.446 | 151.465 | 2160.7689 | 351.438 | 590.4548 | 3366.5727
2020-10-01 | 112.6799 | 151.465 | 2165.9933 | 351.438 | 590.4548 | 3372.031
2020-11-01 | 112.696 | 151.465 | 2168.3075 | 356.288 | 590.4548 | 3379.2113
2020-12-01 | 112.696 | 151.465 | 2168.3075 | 356.8364 | 590.4548 | 3379.7597
2021-01-01 | 112.696 | 151.465 | 2170.1708 | 373.288 | 590.4548 | 3398.0746
2021-02-01 | 112.696 | 151.465 | 2170.4665 | 373.288 | 590.4548 | 3398.3703
2021-03-01 | 112.696 | 151.465 | 2170.4665 | 373.288 | 590.4548 | 3398.3703
2021-04-01 | 112.696 | 151.465 | 2170.4665 | 373.288 | 590.4548 | 3398.3703
2021-05-01 | 112.696 | 151.465 | 2170.4665 | 393.3203 | 590.4548 | 3418.4026
2021-06-01 | 112.696 | 151.465 | 2170.4665 | 400.288 | 590.4548 | 3425.3703
2021-07-01 | 112.696 | 151.465 | 2170.4665 | 400.288 | 590.4548 | 3425.3703
2021-08-01 | 112.696 | 151.465 | 2170.4665 | 400.288 | 590.4548 | 3425.3703
2021-09-01 | 112.696 | 151.465 | 2170.4665 | 400.288 | 590.4548 | 3425.3703
2021-10-01 | 112.696 | 151.465 | 2170.4665 | 400.288 | 590.4548 | 3425.3703
2021-11-01 | 112.696 | 151.465 | 2170.4665 | 400.288 | 590.4548 | 3425.3703
2021-12-01 | 112.696 | 151.465 | 2170.4665 | 400.288 | 590.4548 | 3425.3703
2022-01-01 | 112.696 | 151.465 | 2170.4665 | 400.288 | 590.4548 | 3425.3703
2022-02-01 | 112.696 | 151.465 | 2170.4665 | 400.288 | 590.4548 | 3425.3703
2022-03-01 | 112.696 | 151.465 | 2170.4665 | 400.288 | 590.4548 | 3425.3703
2022-04-01 | 112.696 | 151.465 | 2170.4665 | 400.288 | 590.4548 | 3425.3703
2022-05-01 | 112.696 | 151.465 | 2170.4665 | 400.288 | 590.4548 | 3425.3703
2022-06-01 | 112.696 | 151.465 | 2170.4665 | 400.288 | 590.4548 | 3425.3703
2022-07-01 | 112.696 | 151.465 | 2170.4665 | 400.288 | 590.4548 | 3425.3703
2022-08-01 | 112.696 | 151.465 | 2170.4665 | 400.288 | 590.4548 | 3425.3703
2022-09-01 | 112.696 | 151.465 | 2170.4665 | 400.288 | 590.4548 | 3425.3703
2022-10-01 | 112.696 | 151.465 | 2170.4665 | 400.288 | 590.4548 | 3425.3703
2022-11-01 | 112.696 | 151.465 | 2170.4665 | 400.288 | 590.4548 | 3425.3703
2022-12-01 | 112.696 | 151.465 | 2170.4665 | 400.288 | 590.4548 | 3425.3703
2023-01-01 | 112.696 | 151.465 | 2170.4665 | 410.288 | 590.4548 | 3435.3703
2023-02-01 | 112.696 | 151.465 | 2170.4665 | 410.288 | 590.4548 | 3435.3703
2023-03-01 | 112.696 | 151.465 | 2170.4665 | 410.288 | 590.4548 | 3435.3703
2023-04-01 | 112.696 | 151.465 | 2170.4665 | 410.288 | 590.4548 | 3435.3703
2023-05-01 | 112.696 | 151.465 | 2170.4665 | 410.288 | 590.4548 | 3435.3703
2023-06-01 | 112.696 | 151.465 | 2170.4665 | 410.288 | 590.4548 | 3435.3703
2023-07-01 | 112.696 | 151.465 | 2170.4665 | 410.288 | 590.4548 | 3435.3703
2023-08-01 | 112.696 | 151.465 | 2170.4665 | 410.288 | 590.4548 | 3435.3703
2023-09-01 | 112.696 | 151.465 | 2170.4665 | 410.288 | 590.4548 | 3435.3703
2023-10-01 | 112.696 | 151.465 | 2170.4665 | 410.288 | 590.4548 | 3435.3703
2023-11-01 | 112.696 | 151.465 | 2170.4665 | 410.288 | 590.4548 | 3435.3703
2023-12-01 | 112.696 | 151.465 | 2170.4665 | 410.288 | 590.4548 | 3435.3703
2024-01-01 | 112.696 | 151.465 | 2170.4665 | 410.288 | 590.4548 | 3435.3703
2024-02-01 | 112.696 | 151.465 | 2170.4665 | 410.288 | 590.4548 | 3435.3703
2024-03-01 | 112.696 | 151.465 | 2170.4665 | 410.288 | 590.4548 | 3435.3703
2024-04-01 | 112.696 | 151.465 | 2170.4665 | 410.288 | 590.4548 | 3435.3703
2024-05-01 | 117.3412 | 151.465 | 2170.4665 | 410.288 | 590.4548 | 3440.0155
2024-06-01 | 120.696 | 151.465 | 2170.4665 | 410.288 | 590.4548 | 3443.3703
2024-07-01 | 120.696 | 151.465 | 2170.4665 | 410.288 | 590.4548 | 3443.3703
2024-08-01 | 120.696 | 151.465 | 2170.4665 | 410.288 | 590.4548 | 3443.3703
2024-09-01 | 120.696 | 151.465 | 2170.4665 | 410.288 | 590.4548 | 3443.3703
2024-10-01 | 120.696 | 151.465 | 2170.4665 | 410.288 | 590.4548 | 3443.3703
2024-11-01 | 120.696 | 151.465 | 2170.4665 | 410.288 | 590.4548 | 3443.3703
2024-12-01 | 120.696 | 151.465 | 2170.4665 | 410.288 | 590.4548 | 3443.3703
2025-01-01 | 120.696 | 151.465 | 2170.4665 | 410.288 | 590.4548 | 3443.3703
2025-02-01 | 120.696 | 151.465 | 2170.4665 | 410.288 | 590.4548 | 3443.3703
2025-03-01 | 120.696 | 151.465 | 2170.4665 | 410.288 | 590.4548 | 3443.3703
2025-04-01 | 120.696 | 151.465 | 2170.4665 | 410.288 | 590.4548 | 3443.3703
2025-05-01 | 120.696 | 151.465 | 2170.4665 | 410.288 | 590.4548 | 3443.3703
2025-06-01 | 120.696 | 151.465 | 2170.4665 | 410.288 | 590.4548 | 3443.3703
2025-07-01 | 120.696 | 151.465 | 2170.4665 | 410.288 | 590.4548 | 3443.3703
2025-08-01 | 120.696 | 151.465 | 2170.4665 | 410.288 | 590.4548 | 3443.3703
2025-09-01 | 120.696 | 151.465 | 2170.4665 | 410.288 | 590.4548 | 3443.3703
2025-10-01 | 120.696 | 151.465 | 2170.4665 | 410.288 | 590.4548 | 3443.3703
2025-11-01 | 120.696 | 151.465 | 2170.4665 | 410.288 | 590.4548 | 3443.3703
2025-12-01 | 120.696 | 151.465 | 2170.4665 | 410.288 | 590.4548 | 3443.3703
2026-01-01 | 120.696 | 151.465 | 2170.4665 | 410.288 | 590.4548 | 3443.3703
2026-02-01 | 120.696 | 151.465 | 2170.4665 | 410.288 | 590.4548 | 3443.3703
2026-03-01 | 120.696 | 151.465 | 2170.4665 | 410.288 | 590.4548 | 3443.3703
2026-04-01 | 120.696 | 151.465 | 2170.4665 | 410.288 | 590.4548 | 3443.3703
2026-05-01 | 120.696 | 151.465 | 2170.4665 | 410.288 | 590.4548 | 3443.3703
2026-06-01 | 120.696 | 151.465 | 2170.4665 | 410.288 | 590.4548 | 3443.3703
2026-07-01 | 120.696 | 151.465 | 2170.4665 | 410.288 | 590.4548 | 3443.3703
2026-08-01 | 120.696 | 151.465 | 2170.4665 | 410.288 | 590.4548 | 3443.3703
2026-09-01 | 120.696 | 151.465 | 2170.4665 | 410.288 | 590.4548 | 3443.3703
2026-10-01 | 120.696 | 151.465 | 2170.4665 | 410.288 | 590.4548 | 3443.3703
2026-11-01 | 120.696 | 151.465 | 2170.4665 | 410.288 | 590.4548 | 3443.3703
2026-12-01 | 120.696 | 151.465 | 2170.4665 | 410.288 | 590.4548 | 3443.3703
Back to main menu

## Table 4.1
Back to main menu
Table 4.1: Existing Grid-Connected Resource Capacity
Fuel Type | Total Installed Capacity (MW) | Forecast Capability at 2025 Summer Peak [Firm] (MW) | Forecast Capability at 2025 Summer Peak [Planned] (MW) | Number of Stations | Change in Number of Stations | Change in Installed Capacity (MW)
Nuclear | 12184.2 | 9550 | 9550 | 4 | 0 | 0
Hydroelectric | 8865.9044 | 5294.9374 | 5294.9374 | 76 | 0 | 3.9
Gas/Oil | 10468.4233 | 8980.37 | 9112.27 | 30 | 0 | 18
Wind | 4942.811 | 735.454 | 735.454 | 42 | 0 | 0
Biofuel | 286.8 | 254.8 | 254.8 | 4 | 0 | -0.5
Solar | 478.04 | 65.851 | 65.851 | 10 | 0 | 0
Storage | 250 | 175 | 175 | 1 | 1 | 250
Demand Measures | - | 1050.2685 | 1050.2685 | - | - | -
Firm Imports (+) / Exports (-) (MW) | - | 689.3 | 689.3 | - | - | -
Total | 37476.1787 | 26795.9809 | 26927.8809 | 167 | 1 | 271.4
Back to main menu

## Table 4.2
Back to main menu
Table 4.2: Committed Generation Resources Status
|  |  |  | Estimated |  | Capacity Considered
Project Name |  | Zone | Fuel Type | Effective Date | Project Status | Firm (MW) | Planned (MW)
Gas Upgrades STU | 0 | Various | Gas | 2025-Q2 to Q4 | Under Development | 0 | 255
Brighton Beach Upgrade | 0 | West | Gas | 2025-Q2 | Under Development | 0 | 43
E-LT1 Projects | 0 | Various | Various | 2026-Q2 to Q3 | Under Development | 0 | 1177
Pickering B | 0 | Toronto | Nuclear | 2026-Q4 | Facility Out of Service | -2064 | -2064
Total | 0 |  |  |  |  | -2064 | -589
Back to main menu

## Table 4.3
Back to main menu
Table 4.3: Monthly Historical Hydroelectric Median Values for Expected Weather Conditions
Month | Jan | Feb | Mar | Apr | May | Jun | Jul | Aug | Sep | Oct | Nov | Dec
Historical Hydroelectric Median Contribution (MW) | 6067.522 | 5995.3981 | 5786.458 | 5857.7321 | 5929.2001 | 5647.3216 | 5516.2125 | 5216.289 | 4999.8535 | 5330.9398 | 5603.9885 | 6076.1939
Historical Hydroelectric Median Contribution without Outages (MW) | 6609.5164 | 6569.6292 | 6366.0623 | 6388.7289 | 6382.953 | 6189.814 | 6088.2378 | 5867.2897 | 5909.5059 | 6179.6674 | 6392.6176 | 6580.022
Back to main menu

## Figure 4.1
Back to main menu
Figure 4.1: Monthly Wind Capacity Contribution Values
Month | Jan | Feb | Mar | Apr | May | Jun | Jul | Aug | Sep | Oct | Nov | Dec
Wind Capacity Contribution (% of Installed Capacity) | 39.89% | 39.89% | 40.78% | 29.47% | 21.3% | 14.88% | 14.88% | 14.88% | 16.21% | 31.18% | 39.09% | 39.89%
Back to main menu

## Figure 4.2
Back to main menu
Figure 4.2: Monthly Solar Capacity Contribution Values
Month | Jan | Feb | Mar | Apr | May | Jun | Jul | Aug | Sep | Oct | Nov | Dec
Solar Capacity Contribution (% of Installed Capacity) | 0% | 0% | 0.1592% | 1.159% | 2.727% | 13.78% | 13.78% | 13.78% | 8.456% | 2.223% | 0% | 0%
Back to main menu

## Figure 4.3
Back to main menu
Figure 4.3: Monthly Off-Peak Wind Capacity Contribution Values
Month | Jan | Feb | Mar | Apr | May | Jun | Jul | Aug | Sep | Oct | Nov | Dec
Off-Peak WCC (% of Installed Capacity) | 41.3% | 41.3% | 41.6% | 33.5% | 27.9% | 17% | 17% | 17% | 20.3% | 33.9% | 40.4% | 41.3%
Back to main menu

## Table 4.4
Back to main menu
Table 4.4: Summary of Available Resources under Expected Weather
| Description [Normal] | Summer Peak 2025 | Summer Peak 2025 | Winter Peak 2026 | Winter Peak 2026 | Summer Peak 2026 | Summer Peak 2026
# |  | Firm Scenario | Planned Scenario | Firm Scenario | Planned Scenario | Firm Scenario | Planned Scenario
1 | Installed Resources (MW) | 37476 | 37631.9 | 37476 | 37773.4 | 37476 | 38850
2 | Total Reductions in Resources (MW) | 12420 | 12444 | 10532 | 10688 | 12837 | 13257
3 | Demand Measures (MW) | 1050.2685 | 1050.2685 | 817.8227 | 817.8227 | 2013.269 | 2013.269
4 | Firm Imports (+) / Exports (-) (MW) | 689.3 | 689.3 | -420 | -420 | 300 | 300
5 | Available Resources (MW) | 26795.5685 | 26927.4685 | 27341.8227 | 27483.2227 | 26952.269 | 27906.269
6 | Bottling | 0 | 0 | 319.1414 | 422.6414 | 0 | 0
7 | Available Resources without Bottling (MW) | 26795.5685 | 26927.4685 | 27660.9641 | 27905.8641 | 26952.269 | 27906.269
Back to main menu

## Table 5.1
Back to main menu
Table 5.1 Firm: Summary of Zonal Energy for Firm Scenario, Expected Weather
| 18-Month Energy Demand |  | 18-Month Energy Production |  | Net Inter-Zonal Energy Transfer | Zonal Energy Demand on Peak Day of 18-Month Period | Available Energy on Peak Day of 18 Month Period
| TWh | Average MW | TWh | Average MW | TWh | GWh | GWh
Ontario | 217.5 | 16511 | 220.1 | 16708 | 2.6 | 491.3 | 576.8
Bruce | 0.9 | 68 | 62 | 4705 | 61.1 | 1.6 | 118.9
East | 13.7 | 1040 | 19.8 | 1501 | 6.1 | 28 | 102.8
Essa | 14.2 | 1078 | 3.5 | 264 | -10.7 | 29.9 | 17
Niagara | 7.6 | 576 | 21.8 | 1656 | 14.2 | 18.2 | 49.7
Northeast | 16.8 | 1273 | 15 | 1141 | -1.8 | 29.9 | 37.7
Northwest | 4.7 | 360 | 6.8 | 518 | 2.1 | 7.3 | 19.9
Ottawa | 13.7 | 1043 | 0.8 | 58 | -12.9 | 33.9 | 1.7
Southwest | 43.1 | 3269 | 10.5 | 795 | -32.6 | 97.6 | 26
Toronto | 79.1 | 6006 | 60 | 4550 | -19.1 | 191.6 | 124.1
West | 23.7 | 1799 | 20 | 1519 | -3.7 | 53.3 | 78.9
Back to main menu

## Table 5.2
Back to main menu
Table 5.2 Planned: Summary of Zonal Energy for Planned Scenario, Expected Weather
| 18-Month Energy Demand |  | 18-Month Energy Production |  | Net Inter-Zonal Energy Transfer | Zonal Energy Demand on Peak Day of 18-Month Period | Available Energy on Peak Day of 18 Month Period
| TWh | Average MW | TWh | Average MW | TWh | GWh | GWh
Ontario | 218.4 | 16573 | 221 | 16770 | 2.6 | 496.6 | 607.8
Bruce | 0.9 | 68 | 62 | 4709 | 61.1 | 1.6 | 118.9
East | 13.8 | 1048 | 19.8 | 1504 | 6 | 29.3 | 109
Essa | 14.3 | 1082 | 3.5 | 262 | -10.8 | 30.4 | 21
Niagara | 7.6 | 576 | 21.9 | 1659 | 14.3 | 18.3 | 49.6
Northeast | 16.8 | 1275 | 15 | 1141 | -1.8 | 30 | 37.5
Northwest | 4.7 | 360 | 6.8 | 519 | 2.1 | 7.3 | 19.9
Ottawa | 13.7 | 1043 | 0.8 | 59 | -12.9 | 33.9 | 1.7
Southwest | 43.2 | 3280 | 10.7 | 814 | -32.5 | 99.1 | 34
Toronto | 79.6 | 6038 | 59.9 | 4550 | -19.7 | 193 | 128.6
West | 23.8 | 1803 | 20.5 | 1553 | -3.3 | 53.7 | 87.6
Back to main menu

## Table 5.3
Back to main menu
Table 5.3 Firm: Ontario Energy Production by Fuel Type for the Firm Scenario, Expected Weather
Fuel Type (Grid Connected) | 2025 | 2026 | Total
Nuclear | 39795.71 | 76428.7 | 116224.41
Hydro | 17204.06 | 36368.77 | 53572.83
Gas & Oil | 8919.03 | 21275.99 | 30195.02
Wind | 5682.38 | 12209.34 | 17891.72
Bio Fuel | 242.77 | 408.78 | 651.55
Other | 499.5 | 1106.42 | 1605.92
Total | 72343.45 | 147798 | 220141.45
Back to main menu

## Table 5.4
Back to main menu
Table 5.4 Planned: Ontario Energy Production by Fuel Type for the Planned Scenario, Expected Weather
Fuel Type (Grid Connected) | 2025 | 2026 | Total
Nuclear | 39800.06 | 76437.42 | 116237.48
Hydro | 17204.07 | 36369.13 | 53573.2
Gas & Oil | 8997.91 | 21433.74 | 30431.65
Wind | 5693.34 | 12436.7 | 18130.04
Bio Fuel | 242.78 | 408.7 | 651.48
Other | 500.55 | 1433.09 | 1933.64
Total | 72438.71 | 148518.78 | 220957.49
Back to main menu

## Table A1
Back to main menu
Table A1: Assessment of Resource Adequacy: Expected Weather, Firm Scenario
Week | Ontario | Total Installed | Total Reductions | Demand | Firm Imports (+) | Total Available | Required | Available | Available | Required | Required | Reserve Above
Ending | Demand | Capacity | in Resources | Measures | Exports (-) | Resources | Resources | Reserve | Reserve | Reserve | Reserve | Requirement
Day | MW | MW | MW | MW | MW | MW | MW | % | MW | % | MW | MW
2025-07-06 | 20869 | 37476 | 12008 | 1050.2685 | 676.4 | 26505.3685 | 26641 | 27.01 | 5636 | 27.66 | 5772 | -136
2025-07-13 | 21511 | 37476 | 12146 | 1050.2685 | 689.3 | 26380.2685 | 27566 | 22.63 | 4869 | 28.15 | 6055 | -1186
2025-07-20 | 21757 | 37476 | 12420 | 1050.2685 | 689.3 | 26106.2685 | 27421 | 19.99 | 4349 | 26.03 | 5664 | -1315
2025-07-27 | 21285 | 37476 | 12536 | 1050.2685 | 689.3 | 25990.2685 | 26773 | 22.1 | 4705 | 25.78 | 5488 | -783
2025-08-03 | 21435 | 37476 | 12595 | 1050.2685 | 689.3 | 25931.2685 | 26805 | 20.98 | 4496 | 25.05 | 5370 | -874
2025-08-10 | 21292 | 37476 | 12326 | 1072.4685 | 689.3 | 26222.4685 | 27328 | 23.15 | 4930 | 28.35 | 6036 | -1106
2025-08-17 | 21145 | 37476 | 12602 | 1072.4685 | 689.3 | 25946.4685 | 26321 | 22.71 | 4801 | 24.48 | 5176 | -375
2025-08-24 | 20927 | 37476 | 12557 | 1072.4685 | 689.3 | 25991.4685 | 25888 | 24.2 | 5064 | 23.71 | 4961 | 103
2025-08-31 | 21200 | 37476 | 12352 | 1072.4685 | 689.3 | 26196.4685 | 26464 | 23.57 | 4996 | 24.83 | 5264 | -268
2025-09-07 | 19789 | 37476 | 12123 | 1112.9979 | 676.4 | 26453.0979 | 26429 | 33.68 | 6664 | 33.55 | 6640 | 24
2025-09-14 | 19809 | 37476 | 13110 | 1162.9979 | 676.4 | 25516.0979 | 26802 | 28.81 | 5707 | 35.3 | 6993 | -1286
2025-09-21 | 18984 | 37476 | 13680 | 1112.9979 | 676.4 | 24896.0979 | 25058 | 31.14 | 5912 | 32 | 6074 | -162
2025-09-28 | 18805 | 37476 | 14567 | 1112.9979 | 676.4 | 24009.0979 | 23727 | 27.67 | 5204 | 26.17 | 4922 | 282
2025-10-05 | 18052 | 37476 | 15549 | 934.7811 | 676.4 | 22848.8811 | 23286 | 26.57 | 4797 | 28.99 | 5234 | -437
2025-10-12 | 17637 | 37476 | 16447 | 934.7811 | 676.4 | 21950.8811 | 21973 | 24.46 | 4314 | 24.58 | 4336 | -22
2025-10-19 | 17899 | 37476 | 15684 | 934.7811 | 676.4 | 22713.8811 | 22097 | 26.9 | 4815 | 23.45 | 4198 | 617
2025-10-26 | 17986 | 37476 | 15429 | 934.7811 | 676.4 | 22968.8811 | 21892 | 27.7 | 4983 | 21.72 | 3906 | 1077
2025-11-02 | 17897 | 37476 | 13327 | 934.7811 | 676.4 | 25070.8811 | 22296 | 40.08 | 7174 | 24.58 | 4399 | 2775
2025-11-09 | 18818 | 37476 | 13441 | 817.8227 | -420 | 24252.8227 | 23099 | 28.88 | 5435 | 22.75 | 4281 | 1154
2025-11-16 | 19641 | 37476 | 12981 | 817.8227 | -420 | 24712.8227 | 24281 | 25.82 | 5072 | 23.62 | 4640 | 432
2025-11-23 | 19570 | 37476 | 13102 | 817.8227 | -420 | 24591.8227 | 24136 | 25.66 | 5022 | 23.33 | 4566 | 456
2025-11-30 | 19848 | 37476 | 12938 | 817.8227 | -420 | 24755.8227 | 24424 | 24.73 | 4908 | 23.06 | 4576 | 332
2025-12-07 | 20713 | 37476 | 11601 | 817.8227 | -420 | 26092.8227 | 24951 | 25.97 | 5380 | 20.46 | 4238 | 1142
2025-12-14 | 20594 | 37476 | 11163 | 817.8227 | -420 | 26530.8227 | 25170 | 28.83 | 5937 | 22.22 | 4576 | 1361
2025-12-21 | 20821 | 37476 | 10691 | 817.8227 | -420 | 27002.8227 | 25572 | 29.69 | 6182 | 22.82 | 4751 | 1431
2025-12-28 | 20174 | 37476 | 10202 | 817.8227 | -420 | 27491.8227 | 25130 | 36.27 | 7318 | 24.57 | 4956 | 2362
2026-01-04 | 20762 | 37476 | 10121 | 817.8227 | -420 | 27572.8227 | 25796 | 32.81 | 6811 | 24.25 | 5034 | 1777
2026-01-11 | 21527 | 37476 | 9677 | 817.8227 | -420 | 28016.8227 | 26517 | 30.15 | 6490 | 23.18 | 4990 | 1500
2026-01-18 | 21502 | 37476 | 9835 | 867.8227 | -420 | 27908.8227 | 26376 | 29.8 | 6407 | 22.67 | 4874 | 1533
2026-01-25 | 21669 | 37476 | 10532 | 817.8227 | -420 | 27161.8227 | 26327 | 25.35 | 5493 | 21.5 | 4658 | 835
2026-02-01 | 21616 | 37476 | 10447 | 817.8227 | -420 | 27246.8227 | 26343 | 26.05 | 5631 | 21.87 | 4727 | 904
2026-02-08 | 21188 | 37476 | 10681 | 867.8227 | -420 | 27062.8227 | 25856 | 27.73 | 5875 | 22.03 | 4668 | 1207
2026-02-15 | 21161 | 37476 | 10464 | 817.8227 | -420 | 27229.8227 | 25932 | 28.68 | 6069 | 22.55 | 4771 | 1298
2026-02-22 | 20921 | 37476 | 10807 | 817.8227 | -420 | 26886.8227 | 25702 | 28.52 | 5966 | 22.85 | 4781 | 1185
2026-03-01 | 20835 | 37476 | 11522 | 817.8227 | -420 | 26171.8227 | 25649 | 25.62 | 5337 | 23.11 | 4814 | 523
2026-03-08 | 20282 | 37476 | 12292 | 817.8227 | -420 | 25401.8227 | 24940 | 25.24 | 5120 | 22.97 | 4658 | 462
2026-03-15 | 19840 | 37476 | 12527 | 817.8227 | -420 | 25166.8227 | 24314 | 26.85 | 5327 | 22.55 | 4474 | 853
2026-03-22 | 19426 | 37476 | 12738 | 817.8227 | -420 | 24955.8227 | 23796 | 28.47 | 5530 | 22.5 | 4370 | 1160
2026-03-29 | 18986 | 37476 | 12748 | 817.8227 | -420 | 24945.8227 | 23342 | 31.39 | 5960 | 22.94 | 4356 | 1604
2026-04-05 | 18523 | 37476 | 12759 | 817.8227 | -420 | 24934.8227 | 22688 | 34.62 | 6412 | 22.49 | 4165 | 2247
2026-04-12 | 18108 | 37476 | 13731 | 817.8227 | -420 | 23962.8227 | 22044 | 32.33 | 5855 | 21.74 | 3936 | 1919
2026-04-19 | 17907 | 37476 | 14131 | 817.8227 | -420 | 23562.8227 | 21701 | 31.59 | 5656 | 21.19 | 3794 | 1862
2026-04-26 | 17668 | 37476 | 14276 | 817.8227 | -420 | 23417.8227 | 21292 | 32.54 | 5750 | 20.51 | 3624 | 2126
2026-05-03 | 17510 | 37476 | 14316 | 817.8227 | -420 | 23377.8227 | 21094 | 33.51 | 5868 | 20.47 | 3584 | 2284
2026-05-10 | 17493 | 37476 | 13956 | 1934.9294 | 0 | 25454.9294 | 21653 | 45.52 | 7962 | 23.78 | 4160 | 3802
2026-05-17 | 17774 | 37476 | 14837 | 1934.9294 | 0 | 24573.9294 | 21836 | 38.26 | 6800 | 22.85 | 4062 | 2738
2026-05-24 | 18213 | 37476 | 12915 | 1934.9294 | 0 | 26495.9294 | 23583 | 45.48 | 8283 | 29.48 | 5370 | 2913
2026-05-31 | 18661 | 37476 | 13439 | 1934.9294 | 0 | 25971.9294 | 25888 | 39.18 | 7311 | 38.73 | 7227 | 84
2026-06-07 | 19444 | 37476 | 14000 | 2125.9984 | 300 | 25601.9984 | 26632 | 31.67 | 6158 | 36.97 | 7188 | -1030
2026-06-14 | 19922 | 37476 | 12811 | 2125.9984 | 300 | 26790.9984 | 26836 | 34.48 | 6869 | 34.71 | 6914 | -45
2026-06-21 | 21034 | 37476 | 12900 | 2125.9984 | 300 | 26701.9984 | 27186 | 26.95 | 5668 | 29.25 | 6152 | -484
2026-06-28 | 21913 | 37476 | 12432 | 2085.469 | 300 | 27129.469 | 27479 | 23.8 | 5216 | 25.4 | 5566 | -350
2026-07-05 | 21797 | 37476 | 12240 | 2125.9984 | 300 | 27361.9984 | 27657 | 25.53 | 5565 | 26.88 | 5860 | -295
2026-07-12 | 22406 | 37476 | 12623 | 2035.469 | 300 | 26888.469 | 28227 | 20 | 4482 | 25.98 | 5821 | -1339
2026-07-19 | 22528 | 37476 | 12816 | 2013.269 | 300 | 26673.269 | 27996 | 18.4 | 4145 | 24.27 | 5468 | -1323
2026-07-26 | 22560 | 37476 | 12837 | 2013.269 | 300 | 26652.269 | 27892 | 18.14 | 4092 | 23.63 | 5332 | -1240
2026-08-02 | 22288 | 37476 | 12720 | 2013.269 | 300 | 26769.269 | 27894 | 20.1 | 4481 | 25.15 | 5606 | -1125
2026-08-09 | 22038 | 37476 | 13122 | 2035.469 | 300 | 26389.469 | 27644 | 19.74 | 4351 | 25.44 | 5606 | -1255
2026-08-16 | 22053 | 37476 | 13444 | 2013.269 | 300 | 26045.269 | 27014 | 18.1 | 3992 | 22.5 | 4961 | -969
2026-08-23 | 21878 | 37476 | 12763 | 2013.269 | 300 | 26726.269 | 26644 | 22.16 | 4848 | 21.78 | 4766 | 82
2026-08-30 | 21705 | 37476 | 12200 | 2125.9984 | 300 | 27401.9984 | 26753 | 26.25 | 5697 | 23.26 | 5048 | 649
2026-09-06 | 21300 | 37476 | 11986 | 2125.9984 | 300 | 27615.9984 | 27394 | 29.65 | 6316 | 28.61 | 6094 | 222
2026-09-13 | 20032 | 37476 | 12157 | 2125.9984 | 300 | 27444.9984 | 26828 | 37.01 | 7413 | 33.93 | 6796 | 617
2026-09-20 | 19486 | 37476 | 12001 | 2125.9984 | 300 | 27600.9984 | 25931 | 41.65 | 8115 | 33.08 | 6445 | 1670
2026-09-27 | 18931 | 37476 | 13443 | 2125.9984 | 300 | 26158.9984 | 24927 | 38.18 | 7228 | 31.67 | 5996 | 1232
2026-10-04 | 18835 | 35412 | 14729 | 2125.9984 | 0 | 22808.9984 | 23991 | 21.1 | 3974 | 27.37 | 5156 | -1182
2026-10-11 | 18290 | 35412 | 16530 | 1934.9294 | 0 | 20816.9294 | 22714 | 13.82 | 2527 | 24.19 | 4424 | -1897
2026-10-18 | 18024 | 35412 | 15967 | 1934.9294 | 0 | 21379.9294 | 22038 | 18.62 | 3356 | 22.27 | 4014 | -658
2026-10-25 | 18267 | 35412 | 14815 | 1934.9294 | 0 | 22531.9294 | 22261 | 23.35 | 4265 | 21.86 | 3994 | 271
2026-11-01 | 18544 | 35412 | 15436 | 1934.9294 | 0 | 21910.9294 | 22611 | 18.16 | 3367 | 21.93 | 4067 | -700
2026-11-08 | 18938 | 35412 | 14949 | 1334.9294 | 0 | 21797.9294 | 22888 | 15.1 | 2860 | 20.86 | 3950 | -1090
2026-11-15 | 19479 | 35412 | 13444 | 1334.9294 | 0 | 23302.9294 | 23933 | 19.63 | 3824 | 22.87 | 4454 | -630
2026-11-22 | 19958 | 35412 | 11097 | 1334.9294 | 0 | 25649.9294 | 24598 | 28.52 | 5692 | 23.25 | 4640 | 1052
2026-11-29 | 20491 | 35412 | 10237 | 1334.9294 | 0 | 26509.9294 | 25209 | 29.37 | 6019 | 23.02 | 4718 | 1301
2026-12-06 | 20749 | 35412 | 9965 | 1334.9294 | 0 | 26781.9294 | 25163 | 29.08 | 6033 | 21.27 | 4414 | 1619
2026-12-13 | 21010 | 35412 | 9757 | 1334.9294 | 0 | 26989.9294 | 25494 | 28.46 | 5980 | 21.34 | 4484 | 1496
2026-12-20 | 21200 | 35412 | 9581 | 1334.9294 | 0 | 27165.9294 | 25820 | 28.14 | 5966 | 21.79 | 4620 | 1346
2026-12-27 | 20573 | 35412 | 9074 | 1334.9294 | 0 | 27672.9294 | 25593 | 34.51 | 7100 | 24.4 | 5020 | 2080
2027-01-03 | 20466 | 35412 | 9199 | 1334.9294 | 0 | 27547.9294 | 25534 | 34.6 | 7082 | 24.76 | 5068 | 2014
Note: The reader should be aware that security and adequacy assessments are published on the IESO web site on a daily basis that progressively supersedes information presented
in this report.
Back to main menu

## Table A2
Back to main menu
Table A2: Assessment of Resource Adequacy: Expected Weather, Planned Scenario
Week | Ontario | Total Installed | Total Reductions | Demand | Firm Imports (+) | Total Available | Required | Available | Available | Required | Required | Reserve Above
Ending | Demand | Capacity | in Resources | Measures | Exports (-) | Resources | Resources | Reserve | Reserve | Reserve | Reserve | Requirement
Day | MW | MW | MW | MW | MW | MW | MW | % | MW | % | MW | MW
2025-07-06 | 20875 | 37631.9 | 12054 | 1050.2685 | 676.4 | 26615.2685 | 26657 | 27.5 | 5740 | 27.7 | 5782 | -42
2025-07-13 | 21514 | 37631.9 | 12170 | 1050.2685 | 689.3 | 26512.1685 | 27569 | 23.23 | 4998 | 28.14 | 6055 | -1057
2025-07-20 | 21761 | 37631.9 | 12444 | 1050.2685 | 689.3 | 26238.1685 | 27425 | 20.57 | 4477 | 26.03 | 5664 | -1187
2025-07-27 | 21288 | 37631.9 | 12560 | 1050.2685 | 689.3 | 26122.1685 | 26795 | 22.71 | 4834 | 25.87 | 5507 | -673
2025-08-03 | 21462 | 37631.9 | 12619 | 1050.2685 | 689.3 | 26063.1685 | 26822 | 21.44 | 4601 | 24.97 | 5360 | -759
2025-08-10 | 21362 | 37631.9 | 12350 | 1072.4685 | 689.3 | 26354.3685 | 27398 | 23.37 | 4992 | 28.26 | 6036 | -1044
2025-08-17 | 21216 | 37631.9 | 12626 | 1072.4685 | 689.3 | 26078.3685 | 26402 | 22.92 | 4862 | 24.44 | 5186 | -324
2025-08-24 | 20998 | 37631.9 | 12581 | 1072.4685 | 689.3 | 26123.3685 | 25959 | 24.41 | 5125 | 23.63 | 4961 | 164
2025-08-31 | 21271 | 37631.9 | 12376 | 1072.4685 | 689.3 | 26328.3685 | 26544 | 23.77 | 5057 | 24.79 | 5273 | -216
2025-09-07 | 19803 | 37681.9 | 12152 | 1112.9979 | 676.4 | 26629.9979 | 26443 | 34.47 | 6827 | 33.53 | 6640 | 187
2025-09-14 | 19823 | 37681.9 | 13139 | 1162.9979 | 676.4 | 25692.9979 | 26797 | 29.61 | 5870 | 35.18 | 6974 | -1104
2025-09-21 | 18998 | 37681.9 | 13709 | 1112.9979 | 676.4 | 25072.9979 | 25072 | 31.98 | 6075 | 31.97 | 6074 | 1
2025-09-28 | 18819 | 37681.9 | 14596 | 1112.9979 | 676.4 | 24185.9979 | 23741 | 28.52 | 5367 | 26.15 | 4922 | 445
2025-10-05 | 18066 | 37681.9 | 15651 | 934.7811 | 676.4 | 22952.7811 | 23320 | 27.05 | 4887 | 29.08 | 5254 | -367
2025-10-12 | 17651 | 37681.9 | 16549 | 934.7811 | 676.4 | 22054.7811 | 21997 | 24.95 | 4404 | 24.62 | 4346 | 58
2025-10-19 | 17914 | 37681.9 | 15757 | 934.7811 | 676.4 | 22846.7811 | 22122 | 27.54 | 4933 | 23.49 | 4208 | 725
2025-10-26 | 18000 | 37681.9 | 15539 | 934.7811 | 676.4 | 23064.7811 | 21906 | 28.14 | 5065 | 21.7 | 3906 | 1159
2025-11-02 | 17911 | 37681.9 | 13356 | 934.7811 | 676.4 | 25247.7811 | 22320 | 40.96 | 7337 | 24.62 | 4409 | 2928
2025-11-09 | 18833 | 37681.9 | 13480 | 817.8227 | -420 | 24419.7227 | 23119 | 29.67 | 5587 | 22.76 | 4286 | 1301
2025-11-16 | 19655 | 37773.4 | 13184 | 817.8227 | -420 | 24807.2227 | 24304 | 26.21 | 5152 | 23.65 | 4649 | 503
2025-11-23 | 19584 | 37773.4 | 13305 | 817.8227 | -420 | 24686.2227 | 24155 | 26.05 | 5102 | 23.34 | 4571 | 531
2025-11-30 | 19863 | 37773.4 | 13141 | 817.8227 | -420 | 24850.2227 | 24443 | 25.11 | 4987 | 23.06 | 4580 | 407
2025-12-07 | 20727 | 37773.4 | 11804 | 817.8227 | -420 | 26187.2227 | 24979 | 26.34 | 5460 | 20.51 | 4252 | 1208
2025-12-14 | 20608 | 37773.4 | 11366 | 817.8227 | -420 | 26625.2227 | 25198 | 29.2 | 6017 | 22.27 | 4590 | 1427
2025-12-21 | 20835 | 37773.4 | 10894 | 817.8227 | -420 | 27097.2227 | 25601 | 30.06 | 6262 | 22.87 | 4766 | 1496
2025-12-28 | 20188 | 37773.4 | 10405 | 817.8227 | -420 | 27586.2227 | 25158 | 36.65 | 7398 | 24.62 | 4970 | 2428
2026-01-04 | 20790 | 37773.4 | 10325 | 817.8227 | -420 | 27666.2227 | 25838 | 33.07 | 6876 | 24.28 | 5048 | 1828
2026-01-11 | 21561 | 37773.4 | 9860 | 817.8227 | -420 | 28131.2227 | 26571 | 30.47 | 6570 | 23.24 | 5010 | 1560
2026-01-18 | 21535 | 37773.4 | 10018 | 867.8227 | -420 | 28023.2227 | 26427 | 30.13 | 6488 | 22.72 | 4892 | 1596
2026-01-25 | 21703 | 37773.4 | 10688 | 817.8227 | -420 | 27303.2227 | 26381 | 25.8 | 5600 | 21.55 | 4678 | 922
2026-02-01 | 21649 | 37773.4 | 10603 | 817.8227 | -420 | 27388.2227 | 26395 | 26.51 | 5739 | 21.92 | 4746 | 993
2026-02-08 | 21222 | 37773.4 | 10837 | 867.8227 | -420 | 27204.2227 | 25905 | 28.19 | 5982 | 22.07 | 4683 | 1299
2026-02-15 | 21195 | 37773.4 | 10619 | 817.8227 | -420 | 27372.2227 | 25981 | 29.14 | 6177 | 22.58 | 4786 | 1391
2026-02-22 | 20954 | 37773.4 | 10963 | 817.8227 | -420 | 27028.2227 | 25750 | 28.99 | 6074 | 22.89 | 4796 | 1278
2026-03-01 | 20869 | 37773.4 | 11678 | 817.8227 | -420 | 26313.2227 | 25698 | 26.09 | 5444 | 23.14 | 4829 | 615
2026-03-08 | 20316 | 37773.4 | 12448 | 817.8227 | -420 | 25543.2227 | 24984 | 25.73 | 5227 | 22.98 | 4668 | 559
2026-03-15 | 19874 | 37773.4 | 12682 | 817.8227 | -420 | 25309.2227 | 24367 | 27.35 | 5435 | 22.61 | 4493 | 942
2026-03-22 | 19460 | 37773.4 | 12920 | 817.8227 | -420 | 25071.2227 | 23844 | 28.83 | 5611 | 22.53 | 4384 | 1227
2026-03-29 | 19020 | 37773.4 | 12930 | 817.8227 | -420 | 25061.2227 | 23395 | 31.76 | 6041 | 23 | 4375 | 1666
2026-04-05 | 18557 | 37773.4 | 12942 | 817.8227 | -420 | 25049.2227 | 22741 | 34.98 | 6492 | 22.55 | 4184 | 2308
2026-04-12 | 18141 | 37773.4 | 13958 | 817.8227 | -420 | 24033.2227 | 22091 | 32.48 | 5892 | 21.77 | 3950 | 1942
2026-04-19 | 17940 | 37773.4 | 14359 | 817.8227 | -420 | 23632.2227 | 21748 | 31.73 | 5692 | 21.23 | 3808 | 1884
2026-04-26 | 17702 | 37773.4 | 14459 | 817.8227 | -420 | 23532.2227 | 21340 | 32.93 | 5830 | 20.55 | 3638 | 2192
2026-05-03 | 17544 | 37773.4 | 14498 | 817.8227 | -420 | 23493.2227 | 21138 | 33.91 | 5949 | 20.49 | 3594 | 2355
2026-05-10 | 17535 | 37773.4 | 14167 | 1934.9294 | 0 | 25541.3294 | 21705 | 45.66 | 8006 | 23.78 | 4170 | 3836
2026-05-17 | 17815 | 37773.4 | 15048 | 1934.9294 | 0 | 24660.3294 | 21887 | 38.42 | 6845 | 22.86 | 4072 | 2773
2026-05-24 | 18255 | 37773.4 | 13126 | 1934.9294 | 0 | 26582.3294 | 23625 | 45.61 | 8327 | 29.42 | 5370 | 2957
2026-05-31 | 18702 | 37773.4 | 13557 | 1934.9294 | 0 | 26151.3294 | 25929 | 39.83 | 7449 | 38.64 | 7227 | 222
2026-06-07 | 19485 | 38850 | 15028 | 2125.9984 | 300 | 25947.9984 | 26712 | 33.17 | 6463 | 37.09 | 7227 | -764
2026-06-14 | 19964 | 38850 | 13802 | 2125.9984 | 300 | 27173.9984 | 26898 | 36.12 | 7210 | 34.73 | 6934 | 276
2026-06-21 | 21076 | 38850 | 13890 | 2125.9984 | 300 | 27085.9984 | 27248 | 28.52 | 6010 | 29.28 | 6172 | -162
2026-06-28 | 21955 | 38850 | 13423 | 2085.469 | 300 | 27512.469 | 27551 | 25.31 | 5557 | 25.49 | 5596 | -39
2026-07-05 | 21837 | 38850 | 12661 | 2125.9984 | 300 | 28314.9984 | 27717 | 29.67 | 6478 | 26.93 | 5880 | 598
2026-07-12 | 22447 | 38850 | 13044 | 2035.469 | 300 | 27841.469 | 28297 | 24.03 | 5394 | 26.06 | 5850 | -456
2026-07-19 | 22571 | 38850 | 13237 | 2013.269 | 300 | 27626.269 | 28059 | 22.4 | 5055 | 24.31 | 5488 | -433
2026-07-26 | 22602 | 38850 | 13257 | 2013.269 | 300 | 27606.269 | 27953 | 22.14 | 5004 | 23.67 | 5351 | -347
2026-08-02 | 22330 | 38850 | 13141 | 2013.269 | 300 | 27722.269 | 27964 | 24.15 | 5392 | 25.23 | 5634 | -242
2026-08-09 | 22079 | 38850 | 13542 | 2035.469 | 300 | 27343.469 | 27704 | 23.84 | 5264 | 25.48 | 5625 | -361
2026-08-16 | 22094 | 38850 | 13864 | 2013.269 | 300 | 26999.269 | 27094 | 22.2 | 4905 | 22.63 | 5000 | -95
2026-08-23 | 21919 | 38850 | 13183 | 2013.269 | 300 | 27680.269 | 26724 | 26.28 | 5761 | 21.92 | 4805 | 956
2026-08-30 | 21746 | 38850 | 12620 | 2125.9984 | 300 | 28355.9984 | 26824 | 30.4 | 6610 | 23.35 | 5078 | 1532
2026-09-06 | 21342 | 38850 | 12407 | 2125.9984 | 300 | 28568.9984 | 27475 | 33.86 | 7227 | 28.74 | 6133 | 1094
2026-09-13 | 20074 | 38850 | 12578 | 2125.9984 | 300 | 28397.9984 | 26910 | 41.47 | 8324 | 34.05 | 6836 | 1488
2026-09-20 | 19527 | 38850 | 12422 | 2125.9984 | 300 | 28553.9984 | 26011 | 46.23 | 9027 | 33.21 | 6484 | 2543
2026-09-27 | 18972 | 38850 | 13863 | 2125.9984 | 300 | 27112.9984 | 25008 | 42.91 | 8141 | 31.82 | 6036 | 2105
2026-10-04 | 18876 | 36886 | 15209 | 2125.9984 | 0 | 23802.9984 | 24071 | 26.1 | 4927 | 27.52 | 5195 | -268
2026-10-11 | 18332 | 36886 | 17056 | 1934.9294 | 0 | 21764.9294 | 22786 | 18.73 | 3433 | 24.3 | 4454 | -1021
2026-10-18 | 18066 | 36886 | 16454 | 1934.9294 | 0 | 22366.9294 | 22108 | 23.81 | 4301 | 22.37 | 4042 | 259
2026-10-25 | 18309 | 36886 | 15374 | 1934.9294 | 0 | 23446.9294 | 22341 | 28.06 | 5138 | 22.02 | 4032 | 1106
2026-11-01 | 18586 | 36886 | 16222 | 1934.9294 | 0 | 22598.9294 | 22687 | 21.59 | 4013 | 22.06 | 4101 | -88
2026-11-08 | 18980 | 36886 | 15690 | 1334.9294 | 0 | 22530.9294 | 22964 | 18.71 | 3551 | 20.99 | 3984 | -433
2026-11-15 | 19521 | 36886 | 14202 | 1334.9294 | 0 | 24018.9294 | 24009 | 23.04 | 4498 | 22.99 | 4488 | 10
2026-11-22 | 20000 | 36886 | 11797 | 1334.9294 | 0 | 26423.9294 | 24678 | 32.12 | 6424 | 23.39 | 4678 | 1746
2026-11-29 | 20533 | 36886 | 10862 | 1334.9294 | 0 | 27358.9294 | 25289 | 33.24 | 6826 | 23.16 | 4756 | 2070
2026-12-06 | 20792 | 36886 | 10666 | 1334.9294 | 0 | 27554.9294 | 25246 | 32.53 | 6763 | 21.42 | 4454 | 2309
2026-12-13 | 21052 | 36886 | 10341 | 1334.9294 | 0 | 27879.9294 | 25579 | 32.43 | 6828 | 21.5 | 4527 | 2301
2026-12-20 | 21242 | 36886 | 10285 | 1334.9294 | 0 | 27935.9294 | 25905 | 31.51 | 6694 | 21.95 | 4663 | 2031
2026-12-27 | 20614 | 36886 | 9778 | 1334.9294 | 0 | 28442.9294 | 25672 | 37.98 | 7829 | 24.54 | 5058 | 2771
2027-01-03 | 20508 | 36886 | 9904 | 1334.9294 | 0 | 28316.9294 | 25616 | 38.08 | 7809 | 24.91 | 5108 | 2701
Note: The reader should be aware that security and adequacy assessments are published on the IESO web site on a daily basis that progressively supersedes
information presented in this report.
Back to main menu

## Table A3
Back to main menu
Table A3: Zonal Bottled Generation: Expected Weather, Both Scenarios
Week | Firm Scenario | Firm Scenario | Firm Scenario | Planned Scenario | Planned Scenario | Planned Scenario
Ending | Bruce & West | Northeast | Northwest | Bruce & West | Northeast | Northwest
Day | MW | MW | MW | MW | MW | MW
2025-07-06 | 0 | 0 | 31.0929 | 0 | 0 | 53.4488
2025-07-13 | 0 | 0 | 62.0381 | 0 | 0 | 62.0354
2025-07-20 | 0 | 0 | 0 | 0 | 0 | 0
2025-07-27 | 0 | 0 | 0 | 0 | 0 | 0
2025-08-03 | 0 | 0 | 0 | 0 | 0 | 0
2025-08-10 | 0 | 0 | 0 | 0 | 0 | 0
2025-08-17 | 0 | 0 | 0 | 0 | 0 | 0
2025-08-24 | 0 | 0 | 0 | 0 | 0 | 0
2025-08-31 | 0 | 0 | 0 | 0 | 0 | 0
2025-09-07 | 0 | 0 | 78.1761 | 0 | 0 | 78.1795
2025-09-14 | 0 | 0 | 0 | 0 | 0 | 0
2025-09-21 | 0 | 0 | 0 | 0 | 0 | 0
2025-09-28 | 0 | 0 | 0 | 0 | 0 | 0
2025-10-05 | 31.1983 | 0 | 0 | 76.6983 | 0 | 0
2025-10-12 | 0 | 0 | 0 | 0 | 0 | 0
2025-10-19 | 0 | 0 | 23.0923 | 0 | 0 | 23.0833
2025-10-26 | 0 | 0 | 0 | 0 | 0 | 0
2025-11-02 | 0 | 0 | 0 | 0 | 0 | 0
2025-11-09 | 0 | 0 | 0 | 0 | 0 | 0
2025-11-16 | 570.9618 | 0 | 0 | 643.4618 | 0 | 0
2025-11-23 | 853.9052 | 0 | 0 | 926.4052 | 0 | 0
2025-11-30 | 1029.3075 | 0 | 0 | 1101.8075 | 0 | 0
2025-12-07 | 885.1824 | 0 | 0 | 1015.6824 | 0 | 0
2025-12-14 | 872.849 | 0 | 0 | 1003.349 | 0 | 0
2025-12-21 | 1007.2173 | 0 | 0 | 1137.7173 | 0 | 0
2025-12-28 | 1043.2694 | 0 | 0 | 1173.7694 | 0 | 0
2026-01-04 | 963.1354 | 0 | 0 | 1093.6354 | 0 | 0
2026-01-11 | 630.2158 | 0 | 0 | 760.7158 | 0 | 0
2026-01-18 | 650.9584 | 0 | 0 | 781.4584 | 0 | 0
2026-01-25 | 319.1414 | 0 | 0 | 422.6414 | 0 | 0
2026-02-01 | 328.432 | 0 | 0 | 431.932 | 0 | 0
2026-02-08 | 347.2529 | 0 | 0 | 450.7529 | 0 | 0
2026-02-15 | 357.0739 | 0 | 0 | 460.5739 | 0 | 0
2026-02-22 | 700.9536 | 0 | 0 | 804.4536 | 0 | 0
2026-03-01 | 738.2193 | 0 | 0 | 841.7193 | 0 | 0
2026-03-08 | 680.3586 | 0 | 0 | 783.8586 | 0 | 0
2026-03-15 | 763.1551 | 0 | 0 | 866.6551 | 0 | 0
2026-03-22 | 1317.4752 | 0 | 0 | 1447.9752 | 0 | 0
2026-03-29 | 1302.9826 | 0 | 0 | 1433.4826 | 0 | 0
2026-04-05 | 1050.8685 | 0 | 0 | 1181.3685 | 0 | 0
2026-04-12 | 117.9171 | 0 | 0 | 240.4171 | 0 | 0
2026-04-19 | 1130.977 | 0 | 0 | 1261.477 | 0 | 0
2026-04-26 | 1374.056 | 0 | 0 | 1504.556 | 0 | 0
2026-05-03 | 288.5257 | 0 | 0 | 392.0257 | 0 | 0
2026-05-10 | 732.6328 | 0 | 0 | 863.1328 | 0 | 0
2026-05-17 | 762.9449 | 0 | 0 | 893.4449 | 0 | 0
2026-05-24 | 191.6413 | 0 | 0 | 322.1413 | 0 | 0
2026-05-31 | 0 | 0 | 0 | 0 | 0 | 0
2026-06-07 | 0 | 0 | 0 | 0 | 0 | 0
2026-06-14 | 0 | 0 | 0 | 0 | 0 | 0
2026-06-21 | 0 | 0 | 0 | 0 | 0 | 0
2026-06-28 | 0 | 0 | 0 | 0 | 0 | 0
2026-07-05 | 0 | 0 | 0 | 0 | 0 | 0
2026-07-12 | 0 | 0 | 0 | 0 | 0 | 0
2026-07-19 | 0 | 0 | 0 | 0 | 0 | 0
2026-07-26 | 0 | 0 | 0 | 0 | 0 | 0
2026-08-02 | 0 | 0 | 0 | 0 | 0 | 0
2026-08-09 | 0 | 0 | 0 | 0 | 0 | 0
2026-08-16 | 0 | 0 | 0 | 0 | 0 | 0
2026-08-23 | 0 | 0 | 0 | 0 | 0 | 0
2026-08-30 | 0 | 0 | 0 | 0 | 0 | 0
2026-09-06 | 0 | 0 | 0 | 0 | 0 | 0
2026-09-13 | 0 | 0 | 0 | 0 | 0 | 0
2026-09-20 | 0 | 0 | 0 | 0 | 0 | 0
2026-09-27 | 0 | 0 | 0 | 0 | 0 | 0
2026-10-04 | 0 | 0 | 0 | 0 | 0 | 0
2026-10-11 | 0 | 0 | 0 | 0 | 0 | 0
2026-10-18 | 0 | 0 | 0 | 0 | 0 | 0
2026-10-25 | 0 | 0 | 0 | 79.1297 | 0 | 0
2026-11-01 | 62.9899 | 0 | 0 | 166.4899 | 0 | 0
2026-11-08 | 98.1944 | 0 | 0 | 201.6944 | 0 | 0
2026-11-15 | 29.513 | 0 | 0 | 133.013 | 0 | 0
2026-11-22 | 0 | 0 | 0 | 126.6925 | 0 | 0
2026-11-29 | 0 | 0 | 0 | 51.2736 | 0 | 0
2026-12-06 | 0 | 0 | 0 | 128.1384 | 0 | 0
2026-12-13 | 0 | 0 | 0 | 10.4832 | 0 | 0
2026-12-20 | 707.2409 | 0 | 0 | 837.7409 | 0 | 0
2026-12-27 | 915.1022 | 0 | 0 | 1045.6022 | 0 | 0
2027-01-03 | 1045.4002 | 0 | 0 | 1175.9002 | 0 | 0
Back to main menu

## Table A4
Back to main menu
Table A4: Energy Production Capability Forecast
Month | Firm Scenario Forecast Energy Production Capability (GWh) | Planned Scenario Forecast Energy Production Capability (GWh)
2025-07-01 | 18235.37 | 18338.35
2025-08-01 | 18137.62 | 18241.49
2025-09-01 | 16956.39 | 17081.56
2025-10-01 | 16170.43 | 16270.42
2025-11-01 | 17048.35 | 17181.07
2025-12-01 | 19206.81 | 19387.08
2026-01-01 | 19504.1 | 19684.4
2026-02-01 | 17192.91 | 17355.74
2026-03-01 | 17974.38 | 18154.59
2026-04-01 | 16607.16 | 16761.03
2026-05-01 | 16892.05 | 17062.42
2026-06-01 | 17084.8964 | 17371.6564
2026-07-01 | 17472.0633 | 17772.9533
2026-08-01 | 17601.4033 | 17902.3933
2026-09-01 | 17089.6164 | 17376.4564
2026-10-01 | 13828.9433 | 14144.6233
2026-11-01 | 15643.5164 | 16000.2864
2026-12-01 | 18154.7333 | 18550.0333
Back to main menu

## Table A5
Back to main menu
Table A5: Reductions by Fuel Type: Expected Weather, Firm Scenario
Week | Ontario | Total Internal | Total Reductions | Nuclear | Biomass, Oil & Gas | Hydro, Wind & Solar | Total Bottled
Ending | Demand | Resources | in Resources | Reductions | Reductions | Capacity Unavailable | Generation
Day | MW | MW | MW | MW | MW | MW | MW
2025-07-06 | 20875 | 37631.9 | 12054 | 2600.2 | 1099.6033 | 8301.082 | 53.4488
2025-07-13 | 21514 | 37631.9 | 12170 | 2634.2 | 1334.1333 | 8139.5014 | 62.0354
2025-07-20 | 21761 | 37631.9 | 12444 | 2634.2 | 1544.0533 | 8265.513 | 0
2025-07-27 | 21288 | 37631.9 | 12560 | 2634.2 | 1544.0533 | 8381.788 | 0
2025-08-03 | 21462 | 37631.9 | 12619 | 2634.2 | 1168.5633 | 8816.5648 | 0
2025-08-10 | 21362 | 37631.9 | 12350 | 2681.2 | 1161.7133 | 8506.9746 | 0
2025-08-17 | 21216 | 37631.9 | 12626 | 2681.2 | 1123.2233 | 8821.8654 | 0
2025-08-24 | 20998 | 37631.9 | 12581 | 2681.2 | 1123.2233 | 8777.1588 | 0
2025-08-31 | 21271 | 37631.9 | 12376 | 2681.2 | 1123.2233 | 8572.1554 | 0
2025-09-07 | 19803 | 37681.9 | 12152 | 2644.2 | 1026.8333 | 8402.5967 | 78.1795
2025-09-14 | 19823 | 37681.9 | 13139 | 3446.2 | 1145.0367 | 8547.9846 | 0
2025-09-21 | 18998 | 37681.9 | 13709 | 3962.2 | 1145.0367 | 8601.7739 | 0
2025-09-28 | 18819 | 37681.9 | 14596 | 3968.2 | 1940.4967 | 8687.8958 | 0
2025-10-05 | 18066 | 37681.9 | 15651 | 3947.2 | 2881.2567 | 8745.5817 | 76.6983
2025-10-12 | 17651 | 37681.9 | 16549 | 3947.2 | 4762.1967 | 7839.485 | 0
2025-10-19 | 17914 | 37681.9 | 15757 | 3947.2 | 4227.9967 | 7559.0643 | 23.0833
2025-10-26 | 18000 | 37681.9 | 15539 | 3947.2 | 3849.6033 | 7742.8459 | 0
2025-11-02 | 17911 | 37681.9 | 13356 | 3947.2 | 1960.1467 | 7448.8547 | 0
2025-11-09 | 18833 | 37681.9 | 13480 | 3941.2 | 2502.8167 | 7036.4635 | 0
2025-11-16 | 19655 | 37773.4 | 13184 | 3122.2 | 2594.3167 | 6824.264 | 643.4618
2025-11-23 | 19584 | 37773.4 | 13305 | 3122.2 | 2350.5267 | 6906.1732 | 926.4052
2025-11-30 | 19863 | 37773.4 | 13141 | 3122.2 | 2060.5067 | 6856.9658 | 1101.8075
2025-12-07 | 20727 | 37773.4 | 11804 | 3121.2 | 1062.5567 | 6604.9668 | 1015.6824
2025-12-14 | 20608 | 37773.4 | 11366 | 3121.2 | 882.5567 | 6359.5672 | 1003.349
2025-12-21 | 20835 | 37773.4 | 10894 | 2605.2 | 882.5567 | 6268.473 | 1137.7173
2025-12-28 | 20188 | 37773.4 | 10405 | 2605.2 | 357.5567 | 6268.473 | 1173.7694
2026-01-04 | 20790 | 37773.4 | 10325 | 2605.2 | 357.5567 | 6268.473 | 1093.6354
2026-01-11 | 21561 | 37773.4 | 9860 | 2574.2 | 273.1667 | 6252.167 | 760.7158
2026-01-18 | 21535 | 37773.4 | 10018 | 2574.2 | 273.1667 | 6388.9601 | 781.4584
2026-01-25 | 21703 | 37773.4 | 10688 | 3394.2 | 317.1667 | 6554.1165 | 422.6414
2026-02-01 | 21649 | 37773.4 | 10603 | 3394.2 | 273.1667 | 6503.8169 | 431.932
2026-02-08 | 21222 | 37773.4 | 10837 | 3394.2 | 475.6267 | 6516.4162 | 450.7529
2026-02-15 | 21195 | 37773.4 | 10619 | 3394.2 | 295.6267 | 6469.1364 | 460.5739
2026-02-22 | 20954 | 37773.4 | 10963 | 3394.2 | 295.6267 | 6468.7923 | 804.4536
2026-03-01 | 20869 | 37773.4 | 11678 | 4272.2 | 295.6267 | 6268.5313 | 841.7193
2026-03-08 | 20316 | 37773.4 | 12448 | 4272.2 | 930.7367 | 6460.9084 | 783.8586
2026-03-15 | 19874 | 37773.4 | 12682 | 4272.2 | 930.7367 | 6612.8613 | 866.6551
2026-03-22 | 19460 | 37773.4 | 12920 | 3968.2 | 930.7367 | 6573.6257 | 1447.9752
2026-03-29 | 19020 | 37773.4 | 12930 | 3968.2 | 930.7367 | 6598.0681 | 1433.4826
2026-04-05 | 18557 | 37773.4 | 12942 | 3968.2 | 930.7367 | 6861.917 | 1181.3685
2026-04-12 | 18141 | 37773.4 | 13958 | 3957.2 | 2834.4333 | 6926.2994 | 240.4171
2026-04-19 | 17940 | 37773.4 | 14359 | 3957.2 | 1925.6833 | 7214.7518 | 1261.477
2026-04-26 | 17702 | 37773.4 | 14459 | 3957.2 | 1787.3767 | 7209.9374 | 1504.556
2026-05-03 | 17544 | 37773.4 | 14498 | 3957.2 | 2483.5867 | 7665.633 | 392.0257
2026-05-10 | 17535 | 37773.4 | 14167 | 3953.2 | 2025.4067 | 7325.0979 | 863.1328
2026-05-17 | 17815 | 37773.4 | 15048 | 3953.2 | 2419.4567 | 7781.9259 | 893.4449
2026-05-24 | 18255 | 37773.4 | 13126 | 3953.2 | 1500.4067 | 7350.3058 | 322.1413
2026-05-31 | 18702 | 37773.4 | 13557 | 3953.2 | 2093.7967 | 7510.3743 | 0
2026-06-07 | 19485 | 38850 | 15028 | 3960.2 | 2280.9667 | 8787.3871 | 0
2026-06-14 | 19964 | 38850 | 13802 | 3444.2 | 1699.0767 | 8658.723 | 0
2026-06-21 | 21076 | 38850 | 13890 | 3444.2 | 1699.0767 | 8747.1912 | 0
2026-06-28 | 21955 | 38850 | 13423 | 3444.2 | 1174.0767 | 8804.5328 | 0
2026-07-05 | 21837 | 38850 | 12661 | 3444.2 | 994.0767 | 8222.7811 | 0
2026-07-12 | 22447 | 38850 | 13044 | 3478.2 | 1090.9567 | 8474.6955 | 0
2026-07-19 | 22571 | 38850 | 13237 | 3478.2 | 1090.9567 | 8667.8793 | 0
2026-07-26 | 22602 | 38850 | 13257 | 3478.2 | 1090.9567 | 8688.5922 | 0
2026-08-02 | 22330 | 38850 | 13141 | 3478.2 | 1090.9567 | 8572.0915 | 0
2026-08-09 | 22079 | 38850 | 13542 | 3525.2 | 1045.1367 | 8972.3763 | 0
2026-08-16 | 22094 | 38850 | 13864 | 3525.2 | 1045.1367 | 9294.151 | 0
2026-08-23 | 21919 | 38850 | 13183 | 2647.2 | 1225.1367 | 9311.2967 | 0
2026-08-30 | 21746 | 38850 | 12620 | 2647.2 | 1045.1367 | 8928.0637 | 0
2026-09-06 | 21342 | 38850 | 12407 | 2610.2 | 918.5867 | 8878.3965 | 0
2026-09-13 | 20074 | 38850 | 12578 | 2610.2 | 918.5867 | 9049.1355 | 0
2026-09-20 | 19527 | 38850 | 12422 | 2610.2 | 918.5867 | 8893.0386 | 0
2026-09-27 | 18972 | 38850 | 13863 | 3423.2 | 1443.5867 | 8996.9766 | 0
2026-10-04 | 18876 | 36886 | 15209 | 4062.2 | 2142.3467 | 9004.4084 | 0
2026-10-11 | 18332 | 36886 | 17056 | 4062.2 | 4942.8967 | 8050.7466 | 0
2026-10-18 | 18066 | 36886 | 16454 | 4062.2 | 4163.1367 | 8229.1564 | 0
2026-10-25 | 18309 | 36886 | 15374 | 4062.2 | 3083.3867 | 8149.4833 | 79.1297
2026-11-01 | 18586 | 36886 | 16222 | 4062.2 | 3771.9267 | 8221.6312 | 166.4899
2026-11-08 | 18980 | 36886 | 15690 | 4051.2 | 3611.5667 | 7825.4826 | 201.6944
2026-11-15 | 19521 | 36886 | 14202 | 4051.2 | 2540.1833 | 7478.1443 | 133.013
2026-11-22 | 20000 | 36886 | 11797 | 3237.2 | 1003.0367 | 7430.5041 | 126.6925
2026-11-29 | 20533 | 36886 | 10862 | 2359.2 | 1003.0367 | 7449.0855 | 51.2736
2026-12-06 | 20792 | 36886 | 10666 | 2358.2 | 897.8567 | 7282.5947 | 128.1384
2026-12-13 | 21052 | 36886 | 10341 | 2358.2 | 897.8567 | 7075.0079 | 10.4832
2026-12-20 | 21242 | 36886 | 10285 | 1542.2 | 897.8567 | 7007.2879 | 837.7409
2026-12-27 | 20614 | 36886 | 9778 | 1542.2 | 372.8567 | 6817.708 | 1045.6022
2027-01-03 | 20508 | 36886 | 9904 | 1542.2 | 372.8567 | 6812.9179 | 1175.9002
Back to main menu

## Table A6
Back to main menu
Table A6: Firm Scenario - Expected Weather: Ontario Monthly Energy Production by Fuel Type
Month | Year | Nuclear (GWh) | Hydro (GWh) | Gas & Oil (GWh) | Wind (GWh) | Biofuel (GWh) | Other (GWh) | Total (GWh)
Jul | 2025 | 7064.87 | 2991.03 | 1750.68 | 547.9 | 40.96 | 101.09 | 12496.53
Aug | 2025 | 7039.13 | 2740.49 | 1843.15 | 591.63 | 40.9 | 100.71 | 12356.01
Sep | 2025 | 6297.91 | 2588.5 | 1396.49 | 707.17 | 36.77 | 86.85 | 11113.69
Oct | 2025 | 6117.93 | 2740.13 | 1073.98 | 1142.68 | 41.77 | 80.97 | 11197.46
Nov | 2025 | 6325.01 | 2968 | 1251.63 | 1326.63 | 40.56 | 65.89 | 11977.72
Dec | 2025 | 6950.86 | 3175.91 | 1603.1 | 1366.37 | 41.81 | 63.99 | 13202.04
Jan | 2026 | 6809.47 | 3220 | 2349.59 | 1433.6 | 40.89 | 83.68 | 13937.23
Feb | 2026 | 5745.83 | 2993.24 | 2268.38 | 1284.78 | 37.14 | 84.26 | 12413.63
Mar | 2026 | 6036.5 | 3173.83 | 2278.71 | 1251.74 | 40.9 | 106.68 | 12888.36
Apr | 2026 | 5905.12 | 3125.88 | 1125.07 | 1219.29 | 39.53 | 92.19 | 11507.08
May | 2026 | 6090.2 | 3433.54 | 788.17 | 795.82 | 19.58 | 77.9 | 11205.21
Jun | 2026 | 6215.04 | 3188.01 | 1695.99 | 708.07 | 31.74 | 96.94 | 11935.79
Jul | 2026 | 6445.5 | 2990.66 | 2945.46 | 598.46 | 32.92 | 127.26 | 13140.26
Aug | 2026 | 6787.09 | 2744.23 | 2610.84 | 616.55 | 32.85 | 121.32 | 12912.88
Sep | 2026 | 6634.54 | 2592.7 | 1444.61 | 718.63 | 32.78 | 93.11 | 11516.37
Oct | 2026 | 4528.87 | 2749.76 | 2879.84 | 1188.35 | 33.8 | 98.55 | 11479.17
Nov | 2026 | 4940.78 | 2980.75 | 2596.55 | 1264.91 | 32.79 | 66.61 | 11882.39
Dec | 2026 | 6164.76 | 3176.17 | 2417.78 | 1129.14 | 33.86 | 57.92 | 12979.63
Back to main menu

## Table A7
Back to main menu
Table A7: Planned Scenario - Expected Weather: Ontario Monthly Energy Production by Fuel Type
Month | Year | Nuclear (GWh) | Hydro (GWh) | Gas & Oil (GWh) | Wind (GWh) | Biofuel (GWh) | Other (GWh) | Total (GWh)
Jul | 2025 | 7065.13 | 2991.03 | 1751.71 | 548.54 | 40.89 | 101.28 | 12498.58
Aug | 2025 | 7042.28 | 2740.49 | 1887.5 | 595.5 | 40.93 | 101.35 | 12408.05
Sep | 2025 | 6298.91 | 2588.5 | 1404.88 | 707.97 | 36.73 | 86.9 | 11123.89
Oct | 2025 | 6117.93 | 2740.13 | 1081.62 | 1145.42 | 41.78 | 80.98 | 11207.86
Nov | 2025 | 6324.95 | 2968.01 | 1260.3 | 1327.84 | 40.62 | 65.89 | 11987.61
Dec | 2025 | 6950.86 | 3175.91 | 1611.9 | 1368.07 | 41.83 | 64.15 | 13212.72
Jan | 2026 | 6809.87 | 3220 | 2371.49 | 1436.25 | 40.87 | 83.59 | 13962.07
Feb | 2026 | 5745.83 | 2993.24 | 2289.09 | 1286.34 | 37.17 | 84.15 | 12435.82
Mar | 2026 | 6036.5 | 3173.82 | 2301.59 | 1253.46 | 40.89 | 106.55 | 12912.81
Apr | 2026 | 5905.21 | 3125.89 | 1143.84 | 1223.77 | 39.51 | 92.36 | 11530.58
May | 2026 | 6092.16 | 3433.66 | 805.69 | 806.4 | 19.58 | 79.65 | 11237.14
Jun | 2026 | 6217.58 | 3188.25 | 1705.08 | 731.68 | 31.74 | 131.91 | 12006.24
Jul | 2026 | 6445.5 | 2990.66 | 2984.02 | 605.32 | 32.9 | 202 | 13260.4
Aug | 2026 | 6788.11 | 2744.23 | 2636.71 | 628.26 | 32.89 | 171.16 | 13001.36
Sep | 2026 | 6635.57 | 2592.7 | 1445.78 | 750.91 | 32.81 | 121.67 | 11579.44
Oct | 2026 | 4528.87 | 2749.76 | 2884.72 | 1223.65 | 33.78 | 164.81 | 11585.59
Nov | 2026 | 4941.03 | 2980.75 | 2585.44 | 1312.68 | 32.8 | 103.47 | 11956.17
Dec | 2026 | 6166.19 | 3176.17 | 2405.29 | 1177.98 | 33.76 | 91.77 | 13051.16
Back to main menu

## Table B1
Back to main menu
Table B1: Transmission Projects
Zone | ID | Transmitter | Description | Proposed I/S Date
Bruce | 2019-EX1082 | Hydro-One | Bruce B SS-ABCB replacement | 2025 Q2
Bruce | 2018-EX958 | Hydro-One | Bruce B Unit 5 Sync Breaker Replacement | 2025 Q2
Bruce | N/A | Hydro-One | Bruce A 230kV- Replace Breakers & Upgrade Station | 2025 Q3
East | 2020-EX1089 | Hydro-One | Lennox TS BULK: ABCB component replacement | 2026 Q2
East | N/A | Hydro-One | Picton TS - T1/T2 Transformer Replacement | 2026 Q3
East | N/A | Hydro-One | Lennox TS - Replace 500kV Breaker KL526 | 2026 Q4
East | 2023-758 | Hydro-One | Belleville TS: Build 75/125 MVA, 230/44 kV DESN | 2026 Q4
East | 2023-746 | Hydro-One | Connect Napanee BESS _ ELT1 | 2025 Q3
East | N/A | Hydro-One | Arnprior TS- Station Rebuild | 2025 Q4
Essa | 2022-EX1208 | Hydro-One | Essa TS -T3 and Component Replacement | 2026 Q4
Essa | 2022-728 | Hydro-One | Connect York BESS- ELT1 | 2025 Q2
Essa | N/A | Hydro-One | Bracebridge TS: T1 & Component Replacement | 2025 Q4
Essa | N/A | Hydro-One | Orillia TS: T2 Transformer Replacement | 2025 Q4
Niagara | N/A | Hydro-One | Temporary A6C 115kV Line Tap | 2026 Q2
Niagara | 2016-EX862 | Hydro-One | Beck #1 SS 115kV ABCB Replacement | 2025 Q4
Northeast | N/A | Hydro-One | HOSSM Hollingsworth Circuit - Connection of Hollin | 2026 Q1
Northeast | 2020-EX1115 | Hydro-One | HOSSM Tx Lines Sault #3 Line Refurbishment | 2026 Q3
Northeast | N/A | Hydro-One | HOSSM Third Line TS PUC 230kV Connections | 2026 Q3
Northeast | 2020-EX1106 | Hydro-One | Porcupine TS: Component Replacement | 2026 Q4
Northeast | 2022-EX1196 | Hydro-One | Elliot Lake TS: Component Replacement | 2026 Q4
Northeast | N/A | Hydro-One | K1/K2, Krklnd Lk- A. Barrick, Tx Line Refurb (Cu) | 2026 Q4
Northeast | 2020-676 | Hydro-One | Wikwemikong Pellet Plant Connection | 2025 Q2
Northwest | 2016-596 | Hydro-One | Longlac TS: Relocate | 2026 Q1
Northwest | N/A | Hydro-One | 115kV E2R GBR CTS Connection | 2026 Q2
Northwest | N/A | Hydro-One | Mackenzie TS: 230kV Brownfield Refurb | 2026 Q4
Northwest | 2020-691 | Hydro-One | Mackenzie TS: Component Replacement - Phase 1 | 2025 Q3
Northwest | N/A | Hydro-One | Ear Falls TS, EOL T5, Asset Replacement Project | 2025 Q4
Ottawa | 2023-EX1243 | Hydro-One | Merivale TS Add 230/115kV Autotransformers | 2026 Q1
Ottawa | N/A | Hydro-One | Lisgar TS: T1 and Component Replacement | 2026 Q4
Ottawa | N/A | Hydro-One | Longueuil TS: T3/T4 Replacement | 2025 Q4
Ottawa | N/A | Hydro-One | South East Ottawa Build New 230kV line Tap | 2026 Q1
Southwest | N/A | Hydro-One | B5/6C, BurlingtonTS X WestoverCTS, Tx Line Refurb. | 2026 Q2
Southwest | 2020-EX1142 | Hydro-One | Seaforth TS: T1, T2, T5, T6, PCT & Component Repl. | 2026 Q4
Southwest | 2024-EX1285 | Hydro-One | M31W: Reinforce Buchanan x St Thomas Line Tap Poin | 2026 Q4
Southwest | 2018-EX1008 | Hydro-One | Trafalgar TS: Replace Line and Transformer CVTs | 2026 Q4
Southwest | 2018-EX980 | Hydro-One | Middleport ABCB Replacement Project | 2025 Q2
Southwest | 2023-753 | Hydro-One | Hagersville Battery Storage -ELT1 | 2025 Q2
Southwest | N/A | Hydro-One | Milton SS: L501L570 GIS Breaker Replacement | 2025 Q3
Southwest | 2023-EX1229 | Hydro-One | Middleport T6 Replacement Project | 2025 Q4
Southwest | N/A | Hydro-One | Tx Line Refurb. B7/B8 ¦Burlington TS-Bronte TS | 2025 Q4
Toronto | 2022-731 | Hydro-One | Islington TS New 230 kV Customer Connection | 2025 Q4
Toronto | 2019-EX1041 | Hydro-One | Bridgman TS: T11,T12,T13,T14 & Component Replacement | 2026 Q2
Toronto | 2020-EX1104 | Hydro-One | HV UG Cable - Replace C5E/C7E | 2026 Q2
Toronto | 2020-679 | Hydro-One | Richview x Trafalgar 230kV Conductor Upgrade | 2026 Q2
Toronto | N/A | Hydro-One | Scarboro TS: T23 & Component Replacements | 2026 Q4
Toronto | N/A | Hydro-One | Bowmanville 500kV Breaker Protection Replacement | 2026 Q4
Toronto | N/A | Hydro-One | Clarington TS: Install Surge Capacitors | 2026 Q4
Toronto | N/A | Hydro-One | John TS Transformer Replacement T5 and T6 | 2025 Q2
Toronto | 2019-EX1034 | Hydro-One | Claireville TS: Component Replacements | 2025 Q4
Toronto | 2016-EX869 | Hydro-One | Main TS: T3, T4 & Component Replacement | 2025 Q4
West | 2022-718 | Hydro-One | Connect East Windsor (Expansion) L.P. ELT1 | 2026 Q2
West | N/A | Hydro-One | Wallaceburg TS: Conversion from 115 kV to 230 kV | 2026 Q3
West | N/A | Hydro-One | St. Andrews TS: T3, T4 & Switchyard Refurbishment | 2026 Q4
West | 2021-EX1166 | Hydro-One | Lauzon TS: T6, T5 & Component Replacement | 2026 Q4
West | 2023-766 | Hydro-One | Centennial TS: Project Connect PowerCo | 2026 Q4
West | N/A | Hydro-One | Keith TS: Replace 6-115 kV Breakers | 2025 Q2
West | 2023-752 | Hydro-One | Hydrogen Ready Power Plant – L29C Connection(ELT1) | 2025 Q2
West | 2023-751 | Hydro-One | Tilbury Battery Storage | 2025 Q2
West | N/A | Hydro-One | South Middle Road TS DESN 2: 230/27.6kV DESN | 2025 Q3
West | 2019-666 | Hydro-One | Build Chatham SS x Lakeshore TS New 2 x 230kV Line | 2025 Q4
Back to main menu
Back to main menu

## Table B2
Back to main menu
Table B2: Interface Limits with All Elements in Service
Interface | Limit | Notes
BLIP | 3000
NBLIP | 1800
QFW | 2000 | ****
FABCW | 7500 | *
FETT | 5000 | **
CLAN | 2000
FIO | 2900
SLW | 1350
FN | 1500 | ***
FS | 1750
P502X South | 1000
EWTE | 500
EWTW | 500
(*) FABCW limit varies according to BLIP flow and QFWN (QFW plus Nanticoke) flow.
For each recognized contingency, separate voltage and stability limit ranges are defined.
Published limit range based on the most restrictive contigency under optimal
Bruce System Conditions in SCO-South Tab1.
Lower limit based on NBLIP @ 1500MW and QFWN @ 4000MW.
Upper limit based on BLIP @ 3000MW and QFWN @ 4000MW.
(**) FETT is a fixed boundary condition limit.
(***) FN is a fixed boundary condition limit.
(****) With Q26M and Q35M being 3-ended circuits (connected to Middleport TS), the
QFW limit is improved to the boundary limit of 2000 MW.
Back to main menu

## Table B3
Back to main menu
Table B3: Interconnection Flow Limits
Interconnection | Limit - Flows Out of Ontario (MW) |  | Limit - Flows Into Ontario (MW)
Manitoba – Summer* | 246 |  | 260 | (3,6)
Manitoba – Winter* | 300 | (3) | 300 | (3,6)
Minnesota | 150 |  | 100 | (3)
Quebec North (Northeast) – Summer* | 105 |  | 65
D4Z | 0 | (5) | 65
H4Z | 105 | (5) | 0
Quebec North (Northeast)– Winter* | 105 |  | 85
D4Z | 0 |  | 85
H4Z | 105 |  | 0
Quebec South (Ottawa) – Summer* | 1570 |  | 1865
X2Y | 0 |  | 65
Q4C | 120 |  | not of concern
P33C | 0 |  | 300
D5A | 200 |  | 250
H9A | 0 |  | 0
HVDC | 1250 |  | 1250
Quebec South (Ottawa) – Winter* | 1590 |  | 1865
X2Y | 0 |  | 65
Q4C | 140 |  | not of concern
P33C | 0 |  | 300
D5A | 200 |  | 250
H9A | 0 |  | 0
HVDC | 1250 |  | 1250
Quebec South (East) – Summer* | 470 |  | 400
B31L + B5D | 470 |  | 400
Quebec South (East) – Winter* | 470 |  | 400
B31L + B5D | 470 |  | 400
New York St. Lawrence – Summer* | 300 |  | 300
New York St. Lawrence – Winter* | 300 |  | 300
New York Niagara – Summer* | 1500 | (1) | 1200 | (1,7)
Emergency Transfer Limit - Summer* | 2160 | (1) | 1860 | (1,7)
New York Niagara – Winter* | 1800 | (1) | 1600 | (1,7)
Emergency Transfer Limit - Winter* | 2200 | (1) | 2200 | (1,7)
Michigan – Summer* | 1650 | (2,3) | 1550 | (2,3)
Emergency Transfer Limit - Summer* | N/A | (2,3) | N/A | (2,3)
Michigan – Winter* | 1650 | (2,3) | 1700 | (2,3)
Emergency Transfer Limit - Winter* | N/A | (2,3) | N/A | (2,3)
* Summer Limits apply from May 1 to October 31. Winter Limits apply from November 1 to April 30.
(1) Flow limits depend on generation dispatch outside Ontario.
(2) Normal limits are based on LT ratings and phase shifters bypassed and Emergency limits are based on
ST ratings and phase shifters regulating. Flow limits vary depending on the generation dispatch
within Ontario.
(3) For real time operation of the interconnection, limits are based on ambient conditions.
(5) Limit based on 0 to 4 km/h wind speed and 30˚C ambient temperature.
(6) Flows into Ontario include flows on circuit SK1.
(7) Flow limits into Ontario are shown without considering QFW transmission constraints within Ontario.
Back to main menu

## Table C1
Back to main menu
Table C1: Bruce Zone
Planned Start | Planned End | Station | Equipment Name | Outage ID | Max Recall | Major Transmission Interface Impacted | Reduction in Limit
2025-02-28 16:30 | 2025-12-31 23:59 | BRUCE B SS | OLDH5P, OLDH5L563, OLDJL501, OLDL501L563 | 1-00278892 Rev. #5 | 2 Hour(s) | FABCW NBLIP BLIP | 50 300 500
2025-06-10 07:15 | 2025-07-10 17:15 | BRUCE A TS, BRUCE JCT, MILTON SS, WILLOW CREEK JCT | B502M.BAXBJ, B502M.BJXMI, B502M.BJXWJ, OLD21-B502M, 40-B502M | 1-00252369 Rev. #17 | 4 Hour(s) | FABCW NBLIP BLIP | 1750 300 300
2025-07-20 07:15 | 2025-08-14 17:15 | BRUCE A TS, BRUCE JCT, MILTON SS, WILLOW CREEK JCT | B502M.BAXBJ, B502M.BJXMI, B502M.BJXWJ, OLD21-B502M, 40-B502M | 1-00266437 Rev. #9 | 4 Hour(s) | FABCW NBLIP BLIP | 1750 300 300
2025-08-17 08:15 | 2025-08-22 16:15 | WILLOW CREEK JCT, MILTON SS, BRUCE B SS, BRUCE JCT | B501M.BBXBJ, B501M.BJXWJ, B501M.WJXMI, 40-B501M, 29-B501M | 1-00276915 Rev. #9 | 4 Hour(s) | FABCW NBLIP BLIP | 1750 300 300
2025-08-23 07:15 | 2025-09-07 17:15 | BRUCE A TS, BRUCE JCT, WILLOW CREEK JCT, CLAIREVILLE TS, MILTON SS | B560V.BRXBR, B560V.BRXMI, B560V.BRXWI, B560V.MIXCL, OLD21-B560V, 51-B560V | 1-00266632 Rev. #11 | 4 Hour(s) | FABCW NBLIP BLIP | 1750 300 300
2025-12-02 06:15 | 2025-12-23 09:15 | BRUCE A TS, WILLOW CREEK JCT, EVERGREEN SS | B562E.BRXWJ, B562E.WJXEV, OLDAL562, HT28L562, L562L578, L562L564, OLD21-B562E, 317-B562E, L562_BUS, L562WT28, AL562, 21-B562E | 1-00252380 Rev. #8 | Non-recallable | FABCW NBLIP BLIP | 400 300 300
2026-01-07 16:00 | 2026-01-27 07:00 | BRUCE A TS | L560L569 | 1-00252378 Rev. #8 | Non-recallable
2026-01-08 06:15 | 2026-01-30 09:00 | BRUCE A TS | HT28L562, OLDT3E, OLDT3T28, HT28_BUS, HT3_BUS, T28-HT28, T3T28, T3E, HT3-HT3GIS, HT3 GIS_BUS | 1-00252376 Rev. #8 | 3 Day(s) | FABCW NBLIP BLIP | 150 0 0
2026-01-27 07:00 | 2026-02-19 09:00 | BRUCE A TS, BRUCE B SS | B569B.BBXBR, EL569, L560L569, OLD21-B569B, H7L569, H8L569, 29-B569B | 1-00252381 Rev. #3 | 3 Day(s) | FABCW NBLIP BLIP | 0 300 1300
2026-02-05 07:00 | 2026-02-12 09:00 | BRUCE B SS, BRUCE A TS | B569B.BBXBR, OLD21-B569B, H7L569, H8L569, 29-B569B | 1-00283038 Rev. #4 | 3 Day(s) | FABCW NBLIP BLIP | 0 300 1300
2026-02-18 06:00 | 2026-03-17 09:00 | BRUCE A TS, BRUCE JCT, WILLOW CREEK JCT, CLAIREVILLE TS, MILTON SS | B560V.BRXBR, B560V.BRXMI, B560V.BRXWI, B560V.MIXCL, DL560, L553L560, L560L569, OLD21-B560V, OLD21-B569B, 51-B560V, OLDAL560, OLDEL569, AL560, L560WT25, 21-B560V, L560_BUS, OLDL560_BUS, OLDL569_BUS | 1-00252387 Rev. #9 | 3 Day(s) | FABCW NBLIP BLIP | 1900 600 1600
2026-06-02 05:00 | 2026-06-25 17:00 | BRUCE A TS, BRUCE JCT, MILTON SS, WILLOW CREEK JCT | B502M.BAXBJ, B502M.BJXMI, B502M.BJXWJ, EL502, OLDHT4L502, KL502, L502L573, OLD21-B502M, 40-B502M, L502_BUS | 1-00252396 Rev. #2 | Non-recallable | FABCW NBLIP BLIP | 1750 300 300
2026-06-02 05:00 | 2026-07-27 05:00 | BRUCE A TS | OLDAL562, EL502, HT28L562, OLDHT4L502, L560L569, OLDT3E, OLDT3T28, OLDT4A, OLD21-B560V, OLD21-B502M, OLD21-B562E, OLDE_BUS, T25-A, T27-E, OLDAL560, OLDEL569, OLDA_BUS | 1-00252395 Rev. #5 | Non-recallable | FABCW NBLIP BLIP | 1750 300 300
2026-07-27 05:00 | 2026-10-13 05:00 | BRUCE A TS | T27-E | 1-00252399 Rev. #1 | Non-recallable | FABCW NBLIP BLIP | 150 0 0
2025-02-28 16:30 | 2025-12-31 23:59 | BRUCE B SS | OLDH5P, OLDH5L563, OLDJL501, OLDL501L563 | 1-00278892 Rev. #5 | 2 Hour(s) | FABCW NBLIP BLIP | 50 300 500
2025-06-10 07:15 | 2025-07-10 17:15 | BRUCE A TS, BRUCE JCT, MILTON SS, WILLOW CREEK JCT | B502M.BAXBJ, B502M.BJXMI, B502M.BJXWJ, OLD21-B502M, 40-B502M | 1-00252369 Rev. #17 | 4 Hour(s) | FABCW NBLIP BLIP | 1750 300 300
2025-07-20 07:15 | 2025-08-14 17:15 | BRUCE A TS, BRUCE JCT, MILTON SS, WILLOW CREEK JCT | B502M.BAXBJ, B502M.BJXMI, B502M.BJXWJ, OLD21-B502M, 40-B502M | 1-00266437 Rev. #9 | 4 Hour(s) | FABCW NBLIP BLIP | 1750 300 300
2025-08-17 08:15 | 2025-08-22 16:15 | WILLOW CREEK JCT, MILTON SS, BRUCE B SS, BRUCE JCT | B501M.BBXBJ, B501M.BJXWJ, B501M.WJXMI, 40-B501M, 29-B501M | 1-00276915 Rev. #9 | 4 Hour(s) | FABCW NBLIP BLIP | 1750 300 300
2025-08-23 07:15 | 2025-09-07 17:15 | BRUCE A TS, BRUCE JCT, WILLOW CREEK JCT, CLAIREVILLE TS, MILTON SS | B560V.BRXBR, B560V.BRXMI, B560V.BRXWI, B560V.MIXCL, OLD21-B560V, 51-B560V | 1-00266632 Rev. #11 | 4 Hour(s) | FABCW NBLIP BLIP | 1750 300 300
2026-01-07 16:00 | 2026-01-27 07:00 | BRUCE A TS | L560L569 | 1-00252378 Rev. #8 | Non-recallable
2026-01-27 07:00 | 2026-02-19 09:00 | BRUCE A TS, BRUCE B SS | B569B.BBXBR, EL569, L560L569, OLD21-B569B, H7L569, H8L569, 29-B569B | 1-00252381 Rev. #3 | 3 Day(s) | FABCW NBLIP BLIP | 0 300 1300
2026-02-18 06:00 | 2026-03-17 09:00 | BRUCE A TS, BRUCE JCT, WILLOW CREEK JCT, CLAIREVILLE TS, MILTON SS | B560V.BRXBR, B560V.BRXMI, B560V.BRXWI, B560V.MIXCL, DL560, L553L560, L560L569, OLD21-B560V, OLD21-B569B, 51-B560V, OLDAL560, OLDEL569, AL560, L560WT25, 21-B560V, L560_BUS, OLDL560_BUS, OLDL569_BUS | 1-00252387 Rev. #9 | 3 Day(s) | FABCW NBLIP BLIP | 1900 600 1600
2026-06-02 05:00 | 2026-06-25 17:00 | BRUCE A TS, BRUCE JCT, MILTON SS, WILLOW CREEK JCT | B502M.BAXBJ, B502M.BJXMI, B502M.BJXWJ, EL502, OLDHT4L502, KL502, L502L573, OLD21-B502M, 40-B502M, L502_BUS | 1-00252396 Rev. #2 | Non-recallable | FABCW NBLIP BLIP | 1750 300 300
2026-06-02 05:00 | 2026-07-27 05:00 | BRUCE A TS | OLDAL562, EL502, HT28L562, OLDHT4L502, L560L569, OLDT3E, OLDT3T28, OLDT4A, OLD21-B560V, OLD21-B502M, OLD21-B562E, OLDE_BUS, T25-A, T27-E, OLDAL560, OLDEL569, OLDA_BUS | 1-00252395 Rev. #5 | Non-recallable | FABCW NBLIP BLIP | 1750 300 300
2025-08-23 07:15 | 2025-09-07 17:15 | BRUCE A TS, BRUCE JCT, WILLOW CREEK JCT, CLAIREVILLE TS, MILTON SS | B560V.BRXBR, B560V.BRXMI, B560V.BRXWI, B560V.MIXCL, OLD21-B560V, 51-B560V | 1-00266632 Rev. #11 | 4 Hour(s) | FABCW NBLIP BLIP | 1750 300 300
2026-02-18 06:00 | 2026-03-17 09:00 | BRUCE A TS, BRUCE JCT, WILLOW CREEK JCT, CLAIREVILLE TS, MILTON SS | B560V.BRXBR, B560V.BRXMI, B560V.BRXWI, B560V.MIXCL, DL560, L553L560, L560L569, OLD21-B560V, OLD21-B569B, 51-B560V, OLDAL560, OLDEL569, AL560, L560WT25, 21-B560V, L560_BUS, OLDL560_BUS, OLDL569_BUS | 1-00252387 Rev. #9 | 3 Day(s) | FABCW NBLIP BLIP | 1900 600 1600
2026-06-02 05:00 | 2026-07-27 05:00 | BRUCE A TS | OLDAL562, EL502, HT28L562, OLDHT4L502, L560L569, OLDT3E, OLDT3T28, OLDT4A, OLD21-B560V, OLD21-B502M, OLD21-B562E, OLDE_BUS, T25-A, T27-E, OLDAL560, OLDEL569, OLDA_BUS | 1-00252395 Rev. #5 | Non-recallable | FABCW NBLIP BLIP | 1750 300 300
2024-10-18 16:00 | 2025-09-26 16:00 | BRUCE A TS | HT3-TEMP1 | 1-00268031 Rev. #8 | Non-recallable
2025-02-05 17:00 | 2025-12-31 17:00 | BRUCE A TS | HT4-TEMP1 | 1-00268032 Rev. #10 | Non-recallable
2025-07-13 10:00 | 2025-07-19 12:00 | BRUCE B SS | J-J6 | 1-00283435 Rev. #3 | Non-recallable
2025-09-22 07:00 | 2025-09-28 17:00 | BRUCE A TS | HT2_BUS, HT2L27, HT2L5 | 1-00265805 Rev. #4 | 6 Hour(s)
2025-11-11 09:00 | 2026-01-29 16:00 | BRUCE A TS | 21-B562E | 1-00283037 Rev. #2 | Non-recallable | FABCW NBLIP BLIP | 250 300 300
2025-11-11 11:00 | 2026-02-18 06:00 | BRUCE A TS | 21-B560V | 1-00283582 Rev. #2 | Non-recallable | FABCW NBLIP BLIP | 1750 300 300
2025-11-11 14:00 | 2026-01-27 06:00 | BRUCE A TS | 21-B569B | 1-00283583 Rev. #2 | Non-recallable | FABCW NBLIP BLIP | 0 300 1300
2025-11-12 14:00 | 2025-12-30 17:00 | BRUCE A TS | HT3-HT3GIS | 1-00283584 Rev. #2 | Non-recallable
Back to main menu

## Table C2
Back to main menu
Table C2: East Zone
Planned Start | Planned End | Station | Equipment Name | Outage ID | Max Recall | Major Transmission Interface Impacted | Reduction in Limit
2025-07-02 08:00 | 2025-07-24 17:00 | B5D-B31L SS JCT, ST. LAWRENCE TS | B31L.IPXLA, 49-B31L, B31L-D, B5D-B31L | 1-00267816 Rev. #11 | 4 Hour(s) | FIO BEAU P33C | 250 400 0
2026-03-08 08:00 | 2026-03-20 16:00 | ST. LAWRENCE TS, MASSENA JCT | L33P.ROXLA, 49-L33P | 1-00275118 Rev. #1 | 4 Hour(s)
2026-04-07 08:00 | 2026-04-17 16:00 | ST. LAWRENCE TS, MASSENA JCT | L34P.ROXLA, 49-L34P | 1-00275119 Rev. #1 | 4 Hour(s)
2025-01-13 07:00 | 2025-07-24 23:00 | BOWMANVILLE SS | H4A, H4L543, H4_BUS | 1-00273479 Rev. #15 | Non-recallable
2025-04-11 12:15 | 2025-07-04 15:00 | BOWMANVILLE SS | H4L543 | 1-00267008 Rev. #18 | 8 Hour(s)
2025-07-21 08:00 | 2025-08-01 16:00 | BOWMANVILLE SS, CLARINGTON JCT, CHERRYWOOD TS, CLARINGTON TS | H1L540, L26L40, B540TC.BOXCJ, B540TC.CJXCH, B540TC.CJXCL, 296-B540TC, 81-B540TC, R56-B540TC | 1-00280199 Rev. #2 | 7 Day(s)
2026-11-08 07:00 | 2026-12-10 09:00 | LENNOX TS, BOWMANVILLE SS | X520B.BOXLE, H2L520, KL520, L20L42, X3L520 | 1-00276876 Rev. #5 | 8 Hour(s)
2025-06-02 08:15 | 2025-07-04 16:00 | CHATS FALLS TS, PAUGAN TS | P33C.CFXPA, DL33, 2-P33C, L33_BUS | 1-00281459 Rev. #7 | 32 Day(s) | FIO BEAU P33C | 0 0 450
2025-10-19 07:00 | 2025-12-17 17:00 | CHATS FALLS TS, HAVELOCK TS, CLARINGTON TS, MARINE JCT | C25H.HAXCF, 2-C25H, 57-C25H, HT3L32, K2L32, 296-T32H, L32_BUS, T32H.HAXMJ, T32H.MJXCL, 57-T32H | 1-00265976 Rev. #3 | 4 Hour(s) | FIO BEAU P33C | 0 0 100
2025-07-16 16:00 | 2025-07-23 17:00 | ALMONTE TS, DIDSBURY ROAD JCT, TERRY FOX JCT | E34M.DJXAL, E34M.TJXDJ, 20T4-E34M, L33L34, L33L34-E34M | 1-00266259 Rev. #4 | 4 Hour(s)
2025-09-30 08:00 | 2025-10-10 16:00 | CLARINGTON TS, HAVELOCK TS, MARINE JCT, OTONABEE TS | 128T1-T31H, L23L31, P2L31, 296-T31H, L31_BUS, T31H.HAXMJ, T31H.MJXCL, T31H.MJXOT, 57-T31H | 1-00265614 Rev. #9 | 4 Hour(s)
2025-10-19 07:00 | 2025-12-17 17:00 | CHATS FALLS TS, HAVELOCK TS, CLARINGTON TS, MARINE JCT | C25H.HAXCF, 2-C25H, 57-C25H, HT3L32, K2L32, 296-T32H, L32_BUS, T32H.HAXMJ, T32H.MJXCL, 57-T32H | 1-00265976 Rev. #3 | 4 Hour(s) | FIO BEAU P33C | 0 0 100
2025-10-19 08:00 | 2025-11-21 16:00 | CLARINGTON TS, CHERRYWOOD TS, WILSON JCT, HAVELOCK TS, MARINE JCT, WHITBY JCT, WHITBY TS, OSHAWA WILSON TS | 40T4-T29C, 54T3-T29C, 81-T29C, T3B543TC, T3-HT3, T3, HT3L29, HT3L32, K2L32, P2L29, 296-B543TC, 296-T29C, 296-T32H, HT3_BUS, T3_BUS, L29_BUS, L32_BUS, T29C.CLXWJ, T29C.WJXWI, T29C.WJXWY, T29C.WYXCH, T29C.WYXWH, T32H.HAXMJ, T32H.MJXCL, 57-T32H | 1-00265975 Rev. #2 | 12 Hour(s) | FIO BEAU P33C | 0 0 100
2025-05-23 16:00 | 2025-08-28 08:00 | LENNOX TS | DL22, 12-X22 | 1-00267624 Rev. #9 | Non-recallable
2025-06-22 07:00 | 2025-08-08 17:00 | CATARAQUI TS, HINCHINBROOKE SS | X3H.CAXHI, HL3, L3L23, 10-X3H, X3H-TEMP1 | 1-00265989 Rev. #7 | 4 Hour(s)
2025-09-14 07:00 | 2025-09-28 17:00 | GARDINER STR 44 JCT, WESTBROOK JCT, GARDINER TS, HINCHINBROOKE SS, CATARAQUI TS, LENNOX TS | X4H.HIXCA, X4H.WEXGA, X4H.WEXLE, 10-X4H, 12-X4H, 1A-X2H, 1A-X4H, 1T4-X4H, H1T1-X4H | 1-00266004 Rev. #14 | 6 Hour(s)
2025-09-29 08:00 | 2025-10-12 16:00 | GARDINER STR 44 JCT, WESTBROOK JCT, GARDINER TS, HINCHINBROOKE SS, CATARAQUI TS, LENNOX TS, LAFARGE JCT, NPIF KINGSTON JCT | X2H.DEXWE, X2H.HIXCA, X2H.LAXDE, X2H.LAXLE, X2H.WEXGA, 10-X2H, 12-X2H, 1A-X2H, 1T3-X2H, H1T2-X2H | 1-00266007 Rev. #9 | 6 Hour(s)
2025-10-19 07:00 | 2025-10-31 17:00 | CROSBY JCT, EASTON YULE JCT, CROSBY TS, HINCHINBROOKE SS, SMITHS FALLS TS, ST. LAWRENCE TS | L21H.CRXCR, L21H.CRXEA, L21H.CRXHI, L21H.EAXLA, L21H.EAXSM, 10-L21H, 23T1-L21H, 49-L21H, T3-L21H, T4-L21H | 1-00265946 Rev. #3 | 4 Hour(s) | SLW | 130
2025-09-14 07:00 | 2025-10-24 17:00 | ARNPRIOR JCT, BARRETT CHUTE SS, FITZROY JCT, ARNPRIOR TS | C7BM.ARXAR, C7BM.ARXBA, C7BM.ARXFI, 14-C7BM, 53C7BM-14, T2-C7BM | 1-00269586 Rev. #4 | 4 Hour(s)
2026-03-08 08:00 | 2026-03-20 16:00 | ST. LAWRENCE TS, MASSENA JCT | L33P.ROXLA, 49-L33P | 1-00275118 Rev. #1 | 4 Hour(s)
2026-04-07 08:00 | 2026-04-17 16:00 | ST. LAWRENCE TS, MASSENA JCT | L34P.ROXLA, 49-L34P | 1-00275119 Rev. #1 | 4 Hour(s)
2024-12-11 08:00 | 2025-09-09 08:00 | GARDINER TS | 1A-X2H, 1A-X4H | 1-00249436 Rev. #7 | 15 Min(s)
2025-06-01 07:00 | 2025-07-05 17:00 | ST. LAWRENCE TS, MORRISBURG TS, LUNENBURG JCT, MORRISBURG JCT, BROCKVILLE TS | L1MB.LUXLA, L1MB.LUXMO, L1MB.MOXMO, T3J, 49-L1MB, 68L1MB-4, L2M-A, T3, T3-L1MB | 1-00274858 Rev. #4 | 4 Hour(s)
2025-06-09 11:00 | 2025-10-31 16:00 | LENNOX TS | PL521, PBUS-TEMP3 | 1-00267759 Rev. #7 | Non-recallable
2025-07-06 07:00 | 2025-07-25 17:00 | NAPANEE TS, LENNOX TS, GRETNA JCT, PICTON TS | X21.GRXLE, X21.GRXNA, X21.GRXPI, BY, 12-X21, T1-X21 | 1-00267875 Rev. #8 | 4 Hour(s)
2025-08-03 07:00 | 2025-08-15 17:00 | BOWMANVILLE SS, LENNOX TS | X520B.BOXLE, 12-X520B, R56-X520B | 1-00266329 Rev. #5 | 4 Hour(s)
2025-08-17 07:00 | 2025-08-29 17:00 | BOWMANVILLE SS, LENNOX TS | X521B.BOXLE, 12-X521B, R56-X521B | 1-00266048 Rev. #10 | 4 Hour(s)
2025-09-01 08:00 | 2025-12-01 16:00 | BOWMANVILLE SS | H4A | 1-00267915 Rev. #3 | 8 Hour(s)
2025-09-03 07:45 | 2025-09-26 16:00 | HINCHINBROOKE SS | L22L27 | 1-00266081 Rev. #4 | 8 Hour(s)
2025-09-07 15:00 | 2025-09-26 16:00 | ALMONTE TS, CLARINGTON TS | 20T3-T33E, K1L33, L25L33, 296-T33E, L33_BUS, L33L34, T33E.ALXCL | 1-00265945 Rev. #5 | 4 Hour(s)
2025-09-17 08:00 | 2025-09-24 16:00 | ST. LAWRENCE TS | PL1, PL2, P_BUS, T3-P | 1-00266058 Rev. #9 | 4 Hour(s)
2025-10-11 08:00 | 2025-10-18 16:00 | MARINE JCT, OTONABEE TS, CHATS FALLS TS, CLARINGTON TS | 128T2-T22C, 296-T22C, T22C.CHXMJ, T22C.MJXCL, T22C.MJXOT, 2-T22C | 1-00279312 Rev. #2 | 4 Hour(s) | FIO BEAU P33C | 0 0 100
2025-10-19 02:00 | 2025-10-26 16:00 | R. H. SAUNDERS GS, ST. LAWRENCE TS | S25L.SAXLA, 49-S25L | 1-00239125 Rev. #15 | 4 Hour(s)
2025-11-12 07:30 | 2025-11-25 10:30 | DES JOACHIMS TS, PEMBROKE TS | 5D6, 6X6-D6, T7, T7-5D6, T7-W1 | 1-00283246 Rev. #4 | 6 Hour(s)
2025-12-02 07:00 | 2026-05-27 07:30 | GARDINER TS | 33T1B, T4J, 1A-X2H, 1A-X4H, 1T4-X4H, H1T1-X4H, T1, T4 | 1-00268235 Rev. #2 | 8 Hour(s)
2026-04-26 02:00 | 2026-05-04 17:00 | R. H. SAUNDERS GS, ST. LAWRENCE TS | S26L.SAXLA, 49-S26L | 1-00267874 Rev. #8 | 4 Hour(s)
2026-05-03 07:00 | 2026-05-22 17:00 | LENNOX TS, BOWMANVILLE SS | X520B.BOXLE, 12-X520B, R56-X520B | 1-00276875 Rev. #2 | 6 Hour(s)
2025-07-02 08:00 | 2025-07-24 17:00 | B5D-B31L SS JCT, ST. LAWRENCE TS | B31L.IPXLA, 49-B31L, B31L-D, B5D-B31L | 1-00267816 Rev. #11 | 4 Hour(s) | FIO BEAU P33C | 250 400 0
2026-03-08 08:00 | 2026-03-20 16:00 | ST. LAWRENCE TS, MASSENA JCT | L33P.ROXLA, 49-L33P | 1-00275118 Rev. #1 | 4 Hour(s)
2026-04-07 08:00 | 2026-04-17 16:00 | ST. LAWRENCE TS, MASSENA JCT | L34P.ROXLA, 49-L34P | 1-00275119 Rev. #1 | 4 Hour(s)
Back to main menu

## Table C3
Back to main menu
Table C3: Essa Zone
Planned Start | Planned End | Station | Equipment Name | Outage ID | Max Recall | Major Transmission Interface Impacted | Reduction in Limit
2025-09-14 07:00 | 2025-10-03 16:00 | CLAIREVILLE TS, HOLLAND JCT, VAUGHAN 4 JCT, HOLLAND TS, VAUGHAN MTS 4, WOODBRIDGE JCT | HT13L83, K2L83, T1B, T1-L83, 51-H83V, T1, L83L89, 153-H83V, H83V.WJXCL, H83V.HJX4J, H83V.4JXWJ, H83V.4JXV4, H83V.HOXHJ | 1-00238533 Rev. #31 | 4 Hour(s)
2025-09-14 09:15 | 2025-10-03 08:00 | CLAIREVILLE TS, HOLLAND JCT, VAUGHAN 4 JCT, HOLLAND TS, VAUGHAN MTS 4, WOODBRIDGE JCT | T1-L83, 51-H83V, L83L89, 153-H83V, H83V.WJXCL, H83V.HJX4J, H83V.4JXWJ, H83V.4JXV4, H83V.HOXHJ | 1-00238508 Rev. #40 | 5 Day(s)
2025-09-14 07:00 | 2025-10-03 16:00 | CLAIREVILLE TS, HOLLAND JCT, VAUGHAN 4 JCT, HOLLAND TS, VAUGHAN MTS 4, WOODBRIDGE JCT | HT13L83, K2L83, T1B, T1-L83, 51-H83V, T1, L83L89, 153-H83V, H83V.WJXCL, H83V.HJX4J, H83V.4JXWJ, H83V.4JXV4, H83V.HOXHJ | 1-00238533 Rev. #31 | 4 Hour(s)
2025-09-14 09:15 | 2025-10-03 08:00 | CLAIREVILLE TS, HOLLAND JCT, VAUGHAN 4 JCT, HOLLAND TS, VAUGHAN MTS 4, WOODBRIDGE JCT | T1-L83, 51-H83V, L83L89, 153-H83V, H83V.WJXCL, H83V.HJX4J, H83V.4JXWJ, H83V.4JXV4, H83V.HOXHJ | 1-00238508 Rev. #40 | 5 Day(s)
2025-10-22 06:00 | 2025-11-14 17:00 | BEAVER JCT, BROWN HILL TS, BEAVERTON JCT, LINDSAY TS, MINDEN TS, BEAVERTON TS | M81B.BEXBE, M81B.BEXBV, M81B.BSXBE, M81B.BVXLI, M81B.BVXMI, L81L89, 4T1-M81B, 87-M81B, T4-M81B | 1-00268182 Rev. #9 | 4 Hour(s)
2025-10-22 06:00 | 2025-11-14 17:00 | BEAVER JCT, BROWN HILL TS, BEAVERTON JCT, LINDSAY TS, MINDEN TS, BEAVERTON TS | M81B.BEXBE, M81B.BEXBV, M81B.BSXBE, M81B.BVXLI, M81B.BVXMI, L81L89, 4T1-M81B, 87-M81B, T4-M81B | 1-00268182 Rev. #9 | 4 Hour(s)
2025-09-14 07:00 | 2025-10-03 16:00 | CLAIREVILLE TS, HOLLAND JCT, VAUGHAN 4 JCT, HOLLAND TS, VAUGHAN MTS 4, WOODBRIDGE JCT | HT13L83, K2L83, T1B, T1-L83, 51-H83V, T1, L83L89, 153-H83V, H83V.WJXCL, H83V.HJX4J, H83V.4JXWJ, H83V.4JXV4, H83V.HOXHJ | 1-00238533 Rev. #31 | 4 Hour(s)
2025-10-22 06:00 | 2025-11-14 17:00 | BEAVER JCT, BROWN HILL TS, BEAVERTON JCT, LINDSAY TS, MINDEN TS, BEAVERTON TS | M81B.BEXBE, M81B.BEXBV, M81B.BSXBE, M81B.BVXLI, M81B.BVXMI, L81L89, 4T1-M81B, 87-M81B, T4-M81B | 1-00268182 Rev. #9 | 4 Hour(s)
2025-11-11 07:00 | 2025-11-21 17:00 | DES JOACHIMS TS, OTTO HOLDEN TS | D5H.DEXHO, 5-D5H, 6-D5H | 1-00269583 Rev. #3 | 5 Hour(s) | FS FN P502X CLAN | 25 0 25 0
2025-11-11 07:00 | 2025-11-21 17:00 | DES JOACHIMS TS, OTTO HOLDEN TS | D5H.DEXHO, 5-D5H, 6-D5H | 1-00269583 Rev. #3 | 5 Hour(s) | FS FN P502X CLAN | 25 0 25 0
2025-11-11 07:00 | 2025-11-21 17:00 | DES JOACHIMS TS, OTTO HOLDEN TS | D5H.DEXHO, 5-D5H, 6-D5H | 1-00269583 Rev. #3 | 5 Hour(s) | FS FN P502X CLAN | 25 0 25 0
2024-09-28 04:15 | 2025-09-13 04:00 | OTTER CREEK JCT | B9D2M-B8, B9D4M-B8 | 1-00256496 Rev. #14 | 2 Hour(s)
2025-06-22 07:00 | 2025-08-01 17:00 | DES JOACHIMS TS, MINDEN TS | D3M.MIXDE, 5-D3M, 87-D3M | 1-00266043 Rev. #8 | 4 Hour(s)
2025-08-05 06:00 | 2025-10-10 17:00 | DES JOACHIMS TS, MINDEN TS, OTTER CREEK JCT | D1M.MIXDE, D2M.OTXDE, D2M.OTXMI, 5-D1M, 5-D2M, 87-D2M, 87-D1M, B9D2M-B8, B9D4M-B8 | 1-00267850 Rev. #7 | 4 Hour(s)
2025-09-14 07:00 | 2025-10-03 17:00 | DES JOACHIMS TS | HT2H, W1H, H_BUS, H-1T, HL4-2H | 1-00280246 Rev. #2 | 4 Hour(s)
2025-10-15 07:00 | 2025-12-05 17:00 | DES JOACHIMS TS, OTTER CREEK JCT, MINDEN TS | D4M.OTXDE, D4M.OTXMI, 5-D4M, 87-D4M, B9D4M-B8 | 1-00268170 Rev. #6 | 4 Hour(s)
2025-11-12 07:30 | 2025-11-25 10:30 | DES JOACHIMS TS, PEMBROKE TS | 5D6, 6X6-D6, T7, T7-5D6, T7-W1 | 1-00283246 Rev. #4 | 6 Hour(s)
Back to main menu

## Table C4
Back to main menu
Table C4: Niagara Zone
Planned Start | Planned End | Station | Equipment Name | Outage ID | Max Recall | Major Transmission Interface Impacted | Reduction in Limit
2025-07-02 07:00 | 2025-08-05 15:00 | MIDDLEPORT TS, BECK 2 TS | Q25BM: BECK 2 TS x MIDDLEPORT TS, K2L25, L5L25 | 1-00281878 Rev. #1 | 4 Min(s)
2025-07-02 07:00 | 2025-08-05 17:00 | MIDDLEPORT TS, BECK 2 TS | Q25BM: BECK 2 TS x MIDDLEPORT TS, K2L25 | 1-00277016 Rev. #5 | 0 Min(s)
2025-08-05 07:00 | 2025-08-20 10:00 | BURLINGTON TS, MIDDLEPORT TS, BURLINGTON DESN TS, BURLINGTON JCT, BECK 2 TS, NIAGARA WEST JCT, CARLUKE JCT, NEALE JCT | Q25BM.BEXNI, Q25BM.BUXBD, Q25BM.BUXBU, Q25BM.MIXCA, Q25BM.NEXBU, K2L25, L5L25, 25-Q25BM, 28-Q25BM, 39-Q25BM, T15-Q25BM | 1-00276905 Rev. #4 | 6 Hour(s)
2025-08-05 16:00 | 2025-08-20 09:00 | MIDDLEPORT TS, BECK 2 TS | Q25BM: BECK 2 TS x MIDDLEPORT TS, K2L25, L5L25 | 1-00281882 Rev. #1 | 4 Hour(s)
2025-07-02 07:00 | 2025-08-05 15:00 | MIDDLEPORT TS, BECK 2 TS | Q25BM: BECK 2 TS x MIDDLEPORT TS, K2L25, L5L25 | 1-00281878 Rev. #1 | 4 Min(s)
2025-07-02 07:00 | 2025-08-05 17:00 | MIDDLEPORT TS, BECK 2 TS | Q25BM: BECK 2 TS x MIDDLEPORT TS, K2L25 | 1-00277016 Rev. #5 | 0 Min(s)
2025-08-05 07:00 | 2025-08-20 10:00 | BURLINGTON TS, MIDDLEPORT TS, BURLINGTON DESN TS, BURLINGTON JCT, BECK 2 TS, NIAGARA WEST JCT, CARLUKE JCT, NEALE JCT | Q25BM.BEXNI, Q25BM.BUXBD, Q25BM.BUXBU, Q25BM.MIXCA, Q25BM.NEXBU, K2L25, L5L25, 25-Q25BM, 28-Q25BM, 39-Q25BM, T15-Q25BM | 1-00276905 Rev. #4 | 6 Hour(s)
2025-08-05 16:00 | 2025-08-20 09:00 | MIDDLEPORT TS, BECK 2 TS | Q25BM: BECK 2 TS x MIDDLEPORT TS, K2L25, L5L25 | 1-00281882 Rev. #1 | 4 Hour(s)
2025-07-06 05:30 | 2025-07-18 15:00 | BECK 2 TS | TL26L27 | 1-00259324 Rev. #9 | 2 Day(s)
2025-08-05 08:00 | 2025-08-11 16:00 | BECK 2 TS | 28-PA301, T301, WT301-L301, WT301-T301 | 1-00279798 Rev. #6 | 6 Hour(s) | NY-W-EXP NY-W-IMP NY-S-EXP NY-S-IMP | 1050 850 1000 750
2025-11-30 06:30 | 2025-12-12 16:00 | BECK 2 TS | K2L76 | 1-00259349 Rev. #5 | 2 Day(s)
2026-05-03 05:30 | 2026-05-15 15:00 | BECK 2 TS | L76TL35 | 1-00259337 Rev. #3 | 2 Day(s)
2021-07-09 17:00 | 2025-07-15 17:00 | BECK 1 SS | E9-E19 | 1-00172107 Rev. #23 | Non-recallable
2021-11-03 15:00 | 2025-07-15 17:00 | BECK 1 SS | E8-E18 | 1-00183585 Rev. #23 | Non-recallable
2025-04-12 17:45 | 2025-10-19 16:00 | BECK 1 Q2AH JCT, HOLLAND ROAD JCT, BECK 1 SS | Q2AH.BEXB1, Q2AH.BEXB2, Q2AH.BJXHO, 20Q2AH, 20Q2AH-E, 20Q2AH-L, A4_BUS, 89Q2AH-20, E4-E14, A3-A4, A4-A5, 20-Q2AH, A4Q2AH-A4 | 1-00224505 Rev. #73 | Non-recallable
2025-07-22 07:00 | 2025-09-03 09:00 | BECK 2 TS, MIDDLEPORT TS | Q26M: BECK 2 TS x MIDDLEPORT TS, K1L26 | 1-00275874 Rev. #9 | 0 Min(s)
2025-08-19 07:00 | 2025-09-03 10:00 | BECK 2 TS, MIDDLEPORT TS | Q26M: BECK 2 TS x MIDDLEPORT TS, K1L26 | 1-00277204 Rev. #4 | 15 Min(s)
2025-08-19 08:00 | 2025-09-03 11:00 | BECK 2 TS, MIDDLEPORT TS, ALLANBURG WEST JCT, ABITIBI CONSOLIDATED NAN91 JCT, ALLANBURG TS, CROSSLINE JCT | Q26M: BECK 2 TS x MIDDLEPORT TS, Q26M.MIXAW, Q26M.QUXAL, Q26M.QUXBE, L26L35, 25-Q26M, 28-Q26M, 45-Q26M, Q26M-Q10P | 1-00276908 Rev. #6 | 12 Hour(s)
2025-09-07 07:00 | 2025-09-25 17:00 | WINONA TS, WINONA JCT, SALTFLEET JCT, BEACH TS | Q2AH.HAXSA, Q2AH.SAXWI, Q2AH.WI2XWI2, JQ, 115Q2AH-17, 17-Q2AH | 1-00277008 Rev. #4 | 4 Hour(s)
2025-10-07 07:00 | 2025-10-21 10:00 | CALEDONIA Q35M JCT, MIDDLEPORT TS, CROSSLINE JCT, ALLANBURG TS, BECK 2 TS, ABITIBI CONSOLIDATED NAN91 JCT | Q35M.MIXCA, Q35M.QUXAL, Q35M.QUXBE, L26L35, L34L35, 25-Q35M, 28-Q35M, 45-Q35M | 1-00276920 Rev. #2 | 6 Hour(s)
2025-10-07 08:00 | 2025-10-21 08:00 | MIDDLEPORT TS, BECK 2 TS | Q35M: BECK 2 TS x MIDDLEPORT TS, L26L35 | 1-00276962 Rev. #3 | 0 Min(s)
2025-10-10 16:00 | 2025-10-17 16:00 | BECK 1 SS, BECK 1 Q2AH JCT, HOLLAND ROAD JCT | Q2AH.BEXB1, Q2AH.BEXB2, Q2AH.BJXHO, 20Q2AH, 20Q2AH-E, 20Q2AH-L, A4_BUS, 89Q2AH-20, E4-E14, A3-A4, A4-A5, 20-Q2AH, A4Q2AH-A4 | 1-00224509 Rev. #3 | Non-recallable
2025-10-19 16:00 | 2025-12-16 07:00 | BECK 1 SS, BECK 1 Q2AH JCT, HOLLAND ROAD JCT | Q2AH.BEXB1, Q2AH.BEXB2, Q2AH.BJXHO, 20Q2AH, 20Q2AH-E, 20Q2AH-L, A4_BUS, 89Q2AH-20, E4-E14, A3-A4, A4-A5, 20-Q2AH, A4Q2AH-A4 | 1-00276950 Rev. #2 | Non-recallable
2025-10-20 07:00 | 2025-12-07 16:00 | BECK 1 SS | 20Q2AH, 20Q2AH-L, A4_BUS, A3-A4, A4-A5, A4Q2AH-A4 | 1-00224503 Rev. #4 | Immediate
2025-11-09 06:30 | 2025-11-21 16:00 | BECK 2 TS | D2L30 | 1-00259312 Rev. #4 | 2 Day(s)
2026-01-18 06:30 | 2026-01-30 16:00 | BECK 2 TS | D1L24 | 1-00259306 Rev. #4 | 2 Day(s)
2026-02-01 06:30 | 2026-02-13 16:00 | BECK 2 TS | L30TL35 | 1-00259333 Rev. #3 | 2 Day(s)
2026-03-01 05:30 | 2026-03-13 15:00 | BECK 2 TS | K2L29 | 1-00259353 Rev. #3 | 2 Day(s)
2026-04-19 05:30 | 2026-05-01 15:00 | BECK 2 TS | D2L301 | 1-00259313 Rev. #5 | 2 Day(s)
2026-05-31 05:30 | 2026-06-12 15:00 | BECK 2 TS | TL21L23 | 1-00259318 Rev. #7 | 2 Day(s)
2026-06-14 05:30 | 2026-06-26 15:00 | BECK 2 TS | L25L302 | 1-00259315 Rev. #5 | 2 Day(s)
2026-07-05 05:30 | 2026-07-17 15:00 | BECK 2 TS | K1TL26 | 1-00259344 Rev. #3 | 2 Day(s)
2026-07-19 05:30 | 2026-07-31 15:00 | BECK 2 TS | D1L302 | 1-00259309 Rev. #3 | 2 Day(s)
2026-08-09 05:30 | 2026-08-21 15:00 | BECK 2 TS | TL21L24 | 1-00259321 Rev. #6 | 2 Day(s)
2026-08-23 05:30 | 2026-09-04 15:00 | BECK 2 TS | K1K2 | 1-00259341 Rev. #6 | 2 Day(s)
2026-09-13 05:30 | 2026-09-25 15:00 | BECK 2 TS | D1D2 | 1-00259300 Rev. #6 | 2 Day(s)
2026-10-02 15:00 | 2026-10-18 05:30 | BECK 2 TS | K2L29, K2-BO4, K1K2 | 1-00268449 Rev. #2 | Non-recallable
2026-11-15 06:30 | 2026-11-27 16:00 | BECK 2 TS | D1L27 | 1-00259303 Rev. #5 | 2 Day(s)
Back to main menu

## Table C5
Back to main menu
Table C5: Northeast Zone
Planned Start | Planned End | Station | Equipment Name | Outage ID | Max Recall | Major Transmission Interface Impacted | Reduction in Limit
2025-10-14 07:00 | 2025-10-31 17:00 | DANE JCT, GULL LAKE SOUTH JCT, NINE MILE JCT, DYMOND TS, NORTHLAND KIRKLAND LAKE CGS, KIRKLAND LAKE TS | D3K.DAXGU, D3K.DYXNI, D3K.GUXKI, D3K.GUXNP, D3K.NIXDA, 16-D3K, 32-D3K, 59D3K-16, 59D3K-68, 68D3K-32, 68D3K-16 | 1-00270836 Rev. #3 | 5 Hour(s)
2025-11-11 07:00 | 2025-11-21 17:00 | DES JOACHIMS TS, OTTO HOLDEN TS | D5H.DEXHO, 5-D5H, 6-D5H | 1-00269583 Rev. #3 | 5 Hour(s) | FS FN P502X CLAN | 25 0 25 0
2025-06-24 08:30 | 2025-08-17 16:00 | HANMER TS | W6L502 | 1-00283207 Rev. #7 | 20 Day(s) | FS FN P502X CLAN | 70 0 110 0
2025-11-11 07:00 | 2025-11-21 17:00 | DES JOACHIMS TS, OTTO HOLDEN TS | D5H.DEXHO, 5-D5H, 6-D5H | 1-00269583 Rev. #3 | 5 Hour(s) | FS FN P502X CLAN | 25 0 25 0
2025-10-14 07:00 | 2025-10-31 17:00 | DANE JCT, GULL LAKE SOUTH JCT, NINE MILE JCT, DYMOND TS, NORTHLAND KIRKLAND LAKE CGS, KIRKLAND LAKE TS | D3K.DAXGU, D3K.DYXNI, D3K.GUXKI, D3K.GUXNP, D3K.NIXDA, 16-D3K, 32-D3K, 59D3K-16, 59D3K-68, 68D3K-32, 68D3K-16 | 1-00270836 Rev. #3 | 5 Hour(s)
2025-11-11 07:00 | 2025-11-21 17:00 | DES JOACHIMS TS, OTTO HOLDEN TS | D5H.DEXHO, 5-D5H, 6-D5H | 1-00269583 Rev. #3 | 5 Hour(s) | FS FN P502X CLAN | 25 0 25 0
2025-11-28 07:00 | 2025-12-05 17:00 | CRYSTAL FALLS TS, GRANT JCT, A.P. NORTH BAY JCT, MARTINDALE TS, OTTO HOLDEN TS, TROUT LAKE TS, WIDDIFIELD TS | H24S.GRXCR, H24S.GRXMA, H24S.GRXTC, H24S.TCXWI, H24S.WIXHO, H24S.WIXTR, L71L24, 6-H24S, 7T6-H24S, 9-H24S, H24S-9, H24SMSO-9, H24S-6, T4-H24S | 1-00269581 Rev. #3 | 5 Hour(s)
2025-06-01 10:45 | 2025-07-03 11:00 | KIPLING JCT | 297H22D-MSO | 1-00283405 Rev. #2 | Immediate
2025-06-20 08:00 | 2025-07-04 17:00 | PORCUPINE TS | H1L502, H1L501, HT7D1, HT7D2, K1K2, K2K3, H1_BUS, HT7_BUS, K2_BUS, T7, T3-H, T3-K, 30T7-H1, T7-HT7, T6-K2, T6-H1, T6 | 1-00274590 Rev. #3 | 12 Hour(s)
2025-10-14 07:00 | 2025-10-31 17:00 | DANE JCT, GULL LAKE SOUTH JCT, NINE MILE JCT, DYMOND TS, NORTHLAND KIRKLAND LAKE CGS, KIRKLAND LAKE TS | D3K.DAXGU, D3K.DYXNI, D3K.GUXKI, D3K.GUXNP, D3K.NIXDA, 16-D3K, 32-D3K, 59D3K-16, 59D3K-68, 68D3K-32, 68D3K-16 | 1-00270836 Rev. #3 | 5 Hour(s)
2025-11-28 07:00 | 2025-12-05 17:00 | CRYSTAL FALLS TS, GRANT JCT, A.P. NORTH BAY JCT, MARTINDALE TS, OTTO HOLDEN TS, TROUT LAKE TS, WIDDIFIELD TS | H24S.GRXCR, H24S.GRXMA, H24S.GRXTC, H24S.TCXWI, H24S.WIXHO, H24S.WIXTR, L71L24, 6-H24S, 7T6-H24S, 9-H24S, H24S-9, H24SMSO-9, H24S-6, T4-H24S | 1-00269581 Rev. #3 | 5 Hour(s)
2025-06-24 16:00 | 2025-07-10 16:00 | ALGOMA TS, HANMER TS | X27A.ALXHA, KL23, KL24, 26-X27A, 33-X27A, K_BUS, T8-K | 1-00234062 Rev. #18 | 12 Hour(s) | EWTE | 175
2025-09-02 11:00 | 2025-10-16 17:00 | ALGOMA TS, VICTORIA MINE JCT | 26-S22A, 373S22A-MSO1 | 1-00282845 Rev. #2 | 7 Hour(s) | EWTE | 175
2025-10-14 11:00 | 2025-10-20 14:00 | ANJIGAMI TS, HOLLINGSWORTH TS, WAWA TS | GL4.WAXAN, 834, KL4, 14-GL4, 997 | 1-00266095 Rev. #4 | 12 Hour(s)
2015-03-02 08:21 | 2025-12-31 23:59 | GOULAIS BAY DS, THIRD LINE TS | SAULT3.3 | 1-00008640 Rev. #18 | Non-recallable
2025-06-04 07:00 | 2025-06-30 17:00 | MARTINDALE TS, ONAPING JCT, CREIGHTON JCT | 52S2B-32, 9-S5M, 999S5M-92 | 1-00274997 Rev. #3 | 5 Hour(s)
2025-06-18 07:00 | 2025-07-06 15:00 | MACKAY TS, BATCHAWANA TS | PL3, 668, 9154-K3G, 9153K3G-TL3 | 1-00283124 Rev. #3 | 5 Hour(s)
2025-07-07 07:00 | 2025-08-03 15:00 | MACKAY TS, BATCHAWANA TS, GOULAIS BAY DS | PL3, 668, 585, 9153-K3G | 1-00282683 Rev. #7 | 6 Hour(s)
2025-07-07 07:00 | 2025-08-03 15:00 | MACKAY TS, BATCHAWANA TS, GOULAIS BAY DS | PL3, 668, 585, 9153-K3G, 587 | 1-00282685 Rev. #4 | 6 Hour(s)
2025-07-15 13:00 | 2025-08-29 14:00 | ESPANOLA TS, CARMEUSELIME JCT, SERPENT RIVER JCT | 3407-26, S2B-9, PRS2B-MSO | 1-00282972 Rev. #4 | 6 Hour(s)
2025-06-24 16:00 | 2025-07-10 16:00 | ALGOMA TS, HANMER TS | X27A.ALXHA, KL23, KL24, 26-X27A, 33-X27A, K_BUS, T8-K | 1-00234062 Rev. #18 | 12 Hour(s) | EWTE | 175
2025-09-02 11:00 | 2025-10-16 17:00 | ALGOMA TS, VICTORIA MINE JCT | 26-S22A, 373S22A-MSO1 | 1-00282845 Rev. #2 | 7 Hour(s) | EWTE | 175
Back to main menu

## Table C6
Back to main menu
Table C6: Northwest Zone
Planned Start | Planned End | Station | Equipment Name | Outage ID | Max Recall | Major Transmission Interface Impacted | Reduction in Limit
2025-10-07 08:00 | 2025-10-13 16:00 | IGNACE JCT, MOOSE LAKE TS | M2D.MOXIG, 3-M2D, M2D-M | 1-00281633 Rev. #2 | 8 Hour(s) | EWTW | 155
2025-08-10 08:00 | 2025-08-21 08:00 | KENORA TS, RABBIT LAKE SS | 15-K7K, 34K7K-15 | 1-00282843 Rev. #2 | 5 Hour(s) | EWTW | 155
2024-05-14 13:00 | 2025-12-31 16:00 | KENORA TS, WHITESHELL TS | K21W.WHXKE, 34-K21W | 1-00254393 Rev. #17 | 6 Hour(s) | EWTW | 25
2024-05-14 15:54 | 2025-12-31 23:59 | WHITESHELL TS | R4, R70, PS7 | 1-00254335 Rev. #11 | Non-recallable
2025-03-12 08:45 | 2025-08-29 16:00 | KENORA TS, WHITESHELL TS | K21W.WHXKE, 34-K21W | 1-00279180 Rev. #5 | Non-recallable | EWTW | 25
2025-06-29 22:00 | 2025-07-12 06:00 | ALEXANDER SS, MINNOVA JCT | A5A.ALXMI, 4-A5A, A5A-5 | 1-00275394 Rev. #7 | 7 Hour(s) | EWTW | 155
2025-07-15 06:00 | 2025-07-29 17:00 | TERRACE BAY SS, MARATHON DS, MARATHON TS, PIC JCT, MARATHON DS JCT | T1M.PIXMA, T1M.PIXMD, 77T1M, 15-T1M, T2-L | 1-00281656 Rev. #3 | 5 Hour(s) | EWTW | 155
2025-08-10 08:00 | 2025-08-21 08:00 | KENORA TS, RABBIT LAKE SS | 15-K7K, 34K7K-15 | 1-00282843 Rev. #2 | 5 Hour(s) | EWTW | 155
2025-08-25 07:00 | 2025-09-19 17:00 | ALEXANDER SS, RESERVE JCT, BIRCH TS, LAKEHEAD TS, PINE PORTAGE SS | A7L.M1XAS, A7L.M1XLA, R1LB.BIXLA, R1LB.LAXPI, 12-A7L, 12-R1LB, 17-R1LB, 26-R1LB, 4-A7L, 57M1-J7 | 1-00267794 Rev. #8 | 20 Hour(s)
2025-08-25 07:00 | 2025-09-19 17:00 | ALEXANDER SS, RESERVE JCT, BIRCH TS, LAKEHEAD TS, PINE PORTAGE SS | A7L.M1XAS, A7L.M1XLA, R1LB.BIXLA, R1LB.LAXPI, 12-A7L, 12-R1LB, 17-R1LB, 26-R1LB, 4-A7L, 57M1-J7 | 1-00267795 Rev. #5 | 5 Hour(s)
2025-10-07 08:00 | 2025-10-13 16:00 | IGNACE JCT, MOOSE LAKE TS | M2D.MOXIG, 3-M2D, M2D-M | 1-00281633 Rev. #2 | 8 Hour(s) | EWTW | 155
2019-05-29 08:00 | 2026-12-31 16:00 | FORT FRANCES TS | SC1.2, SC1, SC1.2-1 | 1-00117652 Rev. #13 | Non-recallable
2023-07-11 09:00 | 2025-06-30 16:00 | LAKEHEAD TS | SC21SC, SC21 | 1-00230419 Rev. #18 | Non-recallable
2024-09-08 18:00 | 2025-06-30 16:00 | EAR FALLS TS | T5SP, T5, T5-W45 | 1-00263695 Rev. #7 | 4 Hour(s)
2025-05-16 08:00 | 2026-04-12 16:00 | MARATHON DS | 2735-LC | 1-00280927 Rev. #3 | 4 Hour(s)
2025-06-01 14:00 | 2025-07-11 17:00 | ABITIBI JCT, JAMES STREET JCT, BIRCH TS, ERCO JCT, FORT WILLIAM TS, BOWATER THUNDER BAY CTS, ST. PAUL JCT, WALSH STREET JCT, THUNDER BAY SS | 17-Q5B, 55B5-30, Q5B-1, T6-Q5B, B5.ABXTH, B5.BIXWA, B5.JAXAB, B5.JAXTB, B5.STXJA, B5.WAXFO, B5.WAXST, 30B5-B14, 30-B5 | 1-00271472 Rev. #5 | 5 Hour(s)
2025-06-22 17:00 | 2025-08-09 10:00 | FORGIE JCT, KEEWATIN JCT | 299SK1-90, FORGIE-2 | 1-00281627 Rev. #7 | 3 Hour(s)
2025-07-07 08:00 | 2025-08-08 16:00 | RABBIT LAKE SS | HL6 | 1-00281629 Rev. #5 | 5 Day(s)
2025-07-14 08:00 | 2025-08-08 16:00 | MINAKI JCT, MINAKI DS, RABBIT LAKE SS | K4W.MIXMI, K4W.RAXMI, 15-K4W, K4WT1-T2, T1-L | 1-00281654 Rev. #3 | 8 Hour(s)
2025-08-25 07:00 | 2025-09-19 17:00 | CARIBOU FALLS GS, WHITEDOG FALLS SS | W3C.CAXWH, 33-W3C | 1-00281661 Rev. #2 | 4 Hour(s)
2025-08-25 08:00 | 2025-09-19 16:00 | CARIBOU FALLS GS, WHITEDOG FALLS SS | W3C.CAXWH, L3L4, L3L5, 33-W3C, A_BUS | 1-00281640 Rev. #2 | 3 Day(s)
2025-08-29 10:00 | 2025-09-12 17:00 | FORT FRANCES TS | T1, T1-J, T1-K | 1-00282844 Rev. #2 | 16 Hour(s) | EWTW | 155
2025-09-23 07:00 | 2025-11-30 17:00 | MINAKI JCT, RABBIT LAKE SS, WHITEDOG FALLS SS | K5W.MIXWH, K5W.RAXMI, 15-K5W, 33-K5W | 1-00281659 Rev. #2 | 5 Hour(s)
2025-09-23 07:15 | 2025-11-30 16:00 | WHITEDOG FALLS SS, MINAKI JCT, RABBIT LAKE SS | K5W.MIXWH, K5W.RAXMI, L3L5, T1L5, 15-K5W, 33-K5W, HL5_BUS | 1-00227213 Rev. #32 | 5 Day(s)
Back to main menu

## Table C7
Back to main menu
Table C7: Ottawa Zone
Planned Start | Planned End | Station | Equipment Name | Outage ID | Max Recall | Major Transmission Interface Impacted | Reduction in Limit
2025-08-17 16:00 | 2025-09-30 17:00 | LONGUEUIL TS, LONGUEUIL JCT, ST. ISIDORE TS | B5D.LOXLO, 62B5D-26, T4-B5D | 1-00267903 Rev. #9 | 4 Hour(s) | FIO BEAU P33C | 0 0 0
2025-09-09 07:00 | 2025-10-01 12:00 | LONGUEUIL TS, LONGUEUIL JCT, ST. ISIDORE TS | B5D.LOXLO, 62B5D-26, T4-B5D | 1-00268018 Rev. #6 | 6 Hour(s) | FIO BEAU P33C | 0 0 0
2025-11-02 12:00 | 2025-12-12 17:00 | CRYSLER JCT #2, HAWTHORNE TS | 48-L24A, 505L24A-MSO2 | 1-00268203 Rev. #2 | 4 Hour(s) | FIO BEAU P33C | 450 0 0
2025-11-02 12:00 | 2025-12-12 17:00 | CRYSLER JCT #2, HAWTHORNE TS | 48-L24A, 505L24A-MSO2 | 1-00268186 Rev. #2 | 4 Hour(s) | FIO BEAU P33C | 450 0 0
2025-06-24 06:00 | 2025-07-01 11:00 | HAWTHORNE TS | T2, R2-T2, T2-HT2, T2-LT2 | 1-00270246 Rev. #4 | 4 Hour(s) | FIO BEAU P33C | 150 0 0
2025-07-16 16:00 | 2025-07-23 17:00 | ALMONTE TS, DIDSBURY ROAD JCT, TERRY FOX JCT | E34M.DJXAL, E34M.TJXDJ, 20T4-E34M, L33L34, L33L34-E34M | 1-00266259 Rev. #4 | 4 Hour(s) | FIO | 0
2025-11-02 12:00 | 2025-12-12 17:00 | CRYSLER JCT #2, HAWTHORNE TS | 48-L24A, 505L24A-MSO2 | 1-00268203 Rev. #2 | 4 Hour(s) | FIO BEAU P33C | 450 0 0
2025-11-02 12:00 | 2025-12-12 17:00 | CRYSLER JCT #2, HAWTHORNE TS | 48-L24A, 505L24A-MSO2 | 1-00268186 Rev. #2 | 4 Hour(s) | FIO BEAU P33C | 450 0 0
2026-01-25 04:00 | 2026-02-03 19:30 | MERIVALE TS, ALBION JCT, ELLWOOD MTS JCT, HAWTHORNE TS, ALBION TS | M31A.AJXEJ, M31A.ALXME, M31A.EJXHA, 48-M31A, 6-M31A, 84T1-M31A | 1-00277694 Rev. #1 | 4 Hour(s) | FIO BEAU P33C | 150 0 0
2025-06-01 07:00 | 2025-07-31 17:00 | RUSSELL DS, GREELY JCT | M1R.GRXRU, M1R-6, 123M1R-21 | 1-00274716 Rev. #2 | 4 Hour(s)
2025-06-08 07:00 | 2025-07-04 17:00 | CYRVILLE JCT, BILBERRY CREEK TS, BILBERRY CREEK JCT | A2.BIXBI, A2.CYXBI, 66A2-79, A1-A2, T1-A | 1-00274718 Rev. #2 | 4 Hour(s)
2025-07-25 06:00 | 2025-08-22 14:00 | HAWTHORNE TS | HT4L24 | 1-00277686 Rev. #4 | 4 Hour(s)
2025-08-17 16:00 | 2025-09-30 17:00 | LONGUEUIL TS, LONGUEUIL JCT, ST. ISIDORE TS | B5D.LOXLO, 62B5D-26, T4-B5D | 1-00267903 Rev. #9 | 4 Hour(s) | FIO BEAU P33C | 0 0 0
2025-09-09 07:00 | 2025-10-01 12:00 | LONGUEUIL TS, LONGUEUIL JCT, ST. ISIDORE TS | B5D.LOXLO, 62B5D-26, T4-B5D | 1-00268018 Rev. #6 | 6 Hour(s) | FIO BEAU P33C | 0 0 0
2025-11-02 12:00 | 2025-12-12 17:00 | CRYSLER JCT #2, HAWTHORNE TS | 48-L24A, 505L24A-MSO2 | 1-00268203 Rev. #2 | 4 Hour(s) | FIO BEAU P33C | 450 0 0
2025-11-02 12:00 | 2025-12-12 17:00 | CRYSLER JCT #2, HAWTHORNE TS | 48-L24A, 505L24A-MSO2 | 1-00268186 Rev. #2 | 4 Hour(s) | FIO BEAU P33C | 450 0 0
Back to main menu

## Table C8
Back to main menu
Table C8: Southwest Zone
Planned Start | Planned End | Station | Equipment Name | Outage ID | Max Recall | Major Transmission Interface Impacted | Reduction in Limit
2025-06-24 07:00 | 2025-07-08 17:00 | BEACH TS | A2TL34, A2L35, D1TL34, 17-M34H, A2_BUS, T1, T1-A2, T1-H1, T5-TL34, TL34_BUS, T3-TL34 | 1-00276898 Rev. #2 | 4 Hour(s)
2025-07-02 07:00 | 2025-08-05 15:00 | MIDDLEPORT TS, BECK 2 TS | Q25BM: BECK 2 TS x MIDDLEPORT TS, K2L25, L5L25 | 1-00281878 Rev. #1 | 4 Min(s)
2025-07-02 07:00 | 2025-08-05 17:00 | MIDDLEPORT TS | K2L25, L5L25, 25-Q25BM | 1-00276899 Rev. #3 | 6 Hour(s)
2025-07-02 07:00 | 2025-08-05 17:00 | MIDDLEPORT TS, BECK 2 TS | Q25BM: BECK 2 TS x MIDDLEPORT TS, K2L25 | 1-00277016 Rev. #5 | 0 Min(s)
2025-07-17 06:00 | 2025-07-23 16:00 | BURLINGTON TS, HORNING JCT, HORNING TS, MIDDLEPORT TS | M27B.HOXBU, M27B.HOXHO, M27B.HOXMI, 25-M27B, 39-M27B, 4T4-M27B | 1-00238499 Rev. #13 | 6 Hour(s)
2025-07-24 07:00 | 2025-08-19 17:00 | BEACH TS | A2TL34, D1TL34, 17-M34H, T5-TL34, TL34_BUS, T3-TL34 | 1-00276904 Rev. #3 | 4 Hour(s)
2025-08-05 07:00 | 2025-08-20 10:00 | BURLINGTON TS, MIDDLEPORT TS, BURLINGTON DESN TS, BURLINGTON JCT, BECK 2 TS, NIAGARA WEST JCT, CARLUKE JCT, NEALE JCT | Q25BM.BEXNI, Q25BM.BUXBD, Q25BM.BUXBU, Q25BM.MIXCA, Q25BM.NEXBU, K2L25, L5L25, 25-Q25BM, 28-Q25BM, 39-Q25BM, T15-Q25BM | 1-00276905 Rev. #4 | 6 Hour(s)
2025-08-05 16:00 | 2025-08-20 09:00 | MIDDLEPORT TS, BECK 2 TS | Q25BM: BECK 2 TS x MIDDLEPORT TS, K2L25, L5L25 | 1-00281882 Rev. #1 | 4 Hour(s)
2025-08-24 08:00 | 2025-09-08 16:00 | BURLINGTON TS, HORNING JCT, HORNING TS, MIDDLEPORT TS | M28B.HOXBU, M28B.HOXHO, M28B.HOXMI, 25-M28B, 39-M28B, 4T3-M28B | 1-00238498 Rev. #11 | 6 Hour(s)
2025-09-02 07:00 | 2025-09-23 17:00 | MIDDLEPORT TS | L6L21, L6L24, 25-N6M | 1-00276912 Rev. #3 | 4 Hour(s)
2025-09-02 07:00 | 2025-09-30 16:00 | MIDDLEPORT TS | L34L35, 25-M34H, D1L34 | 1-00276910 Rev. #3 | 6 Hour(s)
2025-09-02 08:30 | 2025-09-30 16:00 | MIDDLEPORT TS, BEACH TS | M34H: MIDDLEPORT TS x BEACH TS, L34L35, 25-M34H, D1L34 | 1-00281904 Rev. #1 | 12 Hour(s)
2025-09-23 07:00 | 2025-10-07 10:00 | CALEDONIA TS, BLOOMSBURG MTS, MIDDLEPORT TS, NORFOLK TS, NANTICOKE TS | L6L21, L6L24, 25-N6M, 27-N6M, 59-N6M, T1 | 1-00276916 Rev. #3 | 4 Hour(s)
2025-09-30 16:00 | 2025-10-14 10:00 | MIDDLEPORT TS, BEACH TS | M34H.MIXHA, L34L35, 17-M34H, 25-M34H, D1L34 | 1-00276917 Rev. #3 | 6 Hour(s)
2025-11-08 08:00 | 2025-11-27 16:00 | NANTICOKE TS | AL581, L581WT12, 59-N581M | 1-00247164 Rev. #7 | Non-recallable | FABCW NBLIP BLIP | 250 0 0
2026-01-12 07:00 | 2026-02-06 17:00 | NANTICOKE TS, MIDDLEPORT TS | N580M.MDXNA, DL580, T6L580, L580WT11, 25-N580M, 59-N580M | 1-00276872 Rev. #1 | 8 Hour(s) | FABCW NBLIP BLIP | 250 0 0
2026-07-13 07:00 | 2026-09-01 08:00 | LONGWOOD TS, NANTICOKE TS | N582L.LOXNA, AHT13, DL582, HT8L582, HT8HT13, 59-N582L, HT13_BUS, HT8_BUS, T13-HT13, W52-N582L | 1-00247165 Rev. #3 | 14 Day(s) | FABCW NBLIP BLIP | 1100 300 800
2025-06-24 07:00 | 2025-07-08 17:00 | BEACH TS | A2TL34, A2L35, D1TL34, 17-M34H, A2_BUS, T1, T1-A2, T1-H1, T5-TL34, TL34_BUS, T3-TL34 | 1-00276898 Rev. #2 | 4 Hour(s)
2025-07-02 07:00 | 2025-08-05 15:00 | MIDDLEPORT TS, BECK 2 TS | Q25BM: BECK 2 TS x MIDDLEPORT TS, K2L25, L5L25 | 1-00281878 Rev. #1 | 4 Min(s)
2025-07-02 07:00 | 2025-08-05 17:00 | MIDDLEPORT TS | K2L25, L5L25, 25-Q25BM | 1-00276899 Rev. #3 | 6 Hour(s)
2025-07-02 07:00 | 2025-08-05 17:00 | MIDDLEPORT TS, BECK 2 TS | Q25BM: BECK 2 TS x MIDDLEPORT TS, K2L25 | 1-00277016 Rev. #5 | 0 Min(s)
2025-07-17 06:00 | 2025-07-23 16:00 | BURLINGTON TS, HORNING JCT, HORNING TS, MIDDLEPORT TS | M27B.HOXBU, M27B.HOXHO, M27B.HOXMI, 25-M27B, 39-M27B, 4T4-M27B | 1-00238499 Rev. #13 | 6 Hour(s)
2025-07-24 07:00 | 2025-08-19 17:00 | BEACH TS | A2TL34, D1TL34, 17-M34H, T5-TL34, TL34_BUS, T3-TL34 | 1-00276904 Rev. #3 | 4 Hour(s)
2025-08-05 07:00 | 2025-08-20 10:00 | BURLINGTON TS, MIDDLEPORT TS, BURLINGTON DESN TS, BURLINGTON JCT, BECK 2 TS, NIAGARA WEST JCT, CARLUKE JCT, NEALE JCT | Q25BM.BEXNI, Q25BM.BUXBD, Q25BM.BUXBU, Q25BM.MIXCA, Q25BM.NEXBU, K2L25, L5L25, 25-Q25BM, 28-Q25BM, 39-Q25BM, T15-Q25BM | 1-00276905 Rev. #4 | 6 Hour(s)
2025-08-05 16:00 | 2025-08-20 09:00 | MIDDLEPORT TS, BECK 2 TS | Q25BM: BECK 2 TS x MIDDLEPORT TS, K2L25, L5L25 | 1-00281882 Rev. #1 | 4 Hour(s)
2025-08-24 08:00 | 2025-09-08 16:00 | BURLINGTON TS, HORNING JCT, HORNING TS, MIDDLEPORT TS | M28B.HOXBU, M28B.HOXHO, M28B.HOXMI, 25-M28B, 39-M28B, 4T3-M28B | 1-00238498 Rev. #11 | 6 Hour(s)
2025-09-02 07:00 | 2025-09-23 17:00 | MIDDLEPORT TS | L6L21, L6L24, 25-N6M | 1-00276912 Rev. #3 | 4 Hour(s)
2025-09-02 07:00 | 2025-09-30 16:00 | MIDDLEPORT TS | L34L35, 25-M34H, D1L34 | 1-00276910 Rev. #3 | 6 Hour(s)
2025-09-02 08:30 | 2025-09-30 16:00 | MIDDLEPORT TS, BEACH TS | M34H: MIDDLEPORT TS x BEACH TS, L34L35, 25-M34H, D1L34 | 1-00281904 Rev. #1 | 12 Hour(s)
2025-09-23 07:00 | 2025-10-07 10:00 | CALEDONIA TS, BLOOMSBURG MTS, MIDDLEPORT TS, NORFOLK TS, NANTICOKE TS | L6L21, L6L24, 25-N6M, 27-N6M, 59-N6M, T1 | 1-00276916 Rev. #3 | 4 Hour(s)
2025-09-30 16:00 | 2025-10-14 10:00 | MIDDLEPORT TS, BEACH TS | M34H.MIXHA, L34L35, 17-M34H, 25-M34H, D1L34 | 1-00276917 Rev. #3 | 6 Hour(s)
2025-07-08 06:00 | 2025-07-31 17:00 | COOKSVILLE TS, ERINDALE TS, TOMKEN TS, ERINDALE JCT, TOMKEN JCT, APPLEWOOD JCT, TRAFALGAR TS, RICHVIEW TS | R14T.ERXER, R14T.ERXTO, R14T.ERXTR, R14T.TOXRI, R24C.APXCO, R24C.APXRI, 31-R14T, 46-R24C, 88-R14T, 88-R24C, T2-R14T, T4-R14T, 3102R14T-TEMP2 | 1-00276179 Rev. #4 | 4 Hour(s)
2025-11-08 08:00 | 2025-11-27 16:00 | NANTICOKE TS | AL581, L581WT12, 59-N581M | 1-00247164 Rev. #7 | Non-recallable | FABCW NBLIP BLIP | 250 0 0
2026-01-12 07:00 | 2026-02-06 17:00 | NANTICOKE TS, MIDDLEPORT TS | N580M.MDXNA, DL580, T6L580, L580WT11, 25-N580M, 59-N580M | 1-00276872 Rev. #1 | 8 Hour(s) | FABCW NBLIP BLIP | 250 0 0
2026-07-13 07:00 | 2026-09-01 08:00 | LONGWOOD TS, NANTICOKE TS | N582L.LOXNA, AHT13, DL582, HT8L582, HT8HT13, 59-N582L, HT13_BUS, HT8_BUS, T13-HT13, W52-N582L | 1-00247165 Rev. #3 | 14 Day(s) | FABCW NBLIP BLIP | 1100 300 800
2024-08-22 14:20 | 2025-12-31 16:00 | NANTICOKE TS | SVC1 | 1-00263077 Rev. #6 | Non-recallable
2024-11-28 15:00 | 2025-11-28 17:00 | NANTICOKE TS | L581WT12, T7T12, HT7_BUS | 1-00251719 Rev. #26 | Non-recallable
2025-03-03 07:45 | 2025-11-28 16:00 | NANTICOKE TS | DT12, L581WT12, T7T12, T12-F, T12-H, FBUS-MSO | 1-00238431 Rev. #54 | Non-recallable
2025-05-29 14:00 | 2025-10-26 10:00 | NANTICOKE TS | DT12 | 1-00267204 Rev. #5 | Non-recallable
2025-06-08 07:00 | 2025-07-06 17:00 | MIDDLEPORT TS | L28L40, L33L40, 25-K40M, L40_BUS | 1-00277081 Rev. #2 | 6 Hour(s)
2025-06-20 08:00 | 2025-07-02 16:46 | MIDDLEPORT TS | L5L25 | 1-00277028 Rev. #2 | 16 Hour(s)
2025-06-24 09:30 | 2025-07-06 16:00 | SANDUSK SS, MIDDLEPORT TS | K40M: SANDUSK SS x MIDDLEPORT TS, L28L40, L33L40 | 1-00281883 Rev. #1 | 20 Hour(s)
2025-07-06 07:00 | 2025-07-18 10:30 | SANDUSK SS, SANDUSK JCT, NORFOLK TS, CALEDONIA JCT, CALEDONIA TS, MIDDLEPORT TS, BLOOMSBURG MTS | K40M.CAXCJ, K40M.CJXMI, K40M.SJXCJ, K40M.SSXSJ, L28L40, L33L40, 25-K40M, 27-K40M, 283-K40M, T2 | 1-00276902 Rev. #3 | 6 Hour(s)
2025-07-06 08:00 | 2025-07-18 10:00 | SANDUSK SS, MIDDLEPORT TS | K40M: SANDUSK SS x MIDDLEPORT TS, L33L40 | 1-00277064 Rev. #5 | 0 Min(s)
2025-07-22 07:00 | 2025-08-19 10:00 | MIDDLEPORT TS | K1L26, L26L35, 25-Q26M, L26_BUS | 1-00277216 Rev. #5 | 6 Hour(s)
2025-07-22 07:00 | 2025-09-03 09:00 | BECK 2 TS, MIDDLEPORT TS | Q26M: BECK 2 TS x MIDDLEPORT TS, K1L26 | 1-00275874 Rev. #9 | 0 Min(s)
2025-07-28 07:00 | 2025-11-01 16:00 | BURLINGTON TS | H2L36 | 1-00268733 Rev. #10 | 6 Hour(s)
2025-08-05 06:15 | 2025-10-10 17:00 | BRONTE TS, BURLINGTON TS, PALERMO JCT | B8.BRXBR, B8.BRXBU, 39-B8, T2-B8, T2-B7, T4, 13T4-B8 | 1-00276987 Rev. #5 | 48 Hour(s)
2025-08-11 06:00 | 2025-08-22 14:00 | NANTICOKE TS | DL580, DL582, DT12, D_BUS | 1-00279653 Rev. #2 | 8 Hour(s)
2025-08-19 07:00 | 2025-09-03 10:00 | BECK 2 TS, MIDDLEPORT TS | Q26M: BECK 2 TS x MIDDLEPORT TS, K1L26 | 1-00277204 Rev. #4 | 15 Min(s)
2025-08-19 08:00 | 2025-09-03 11:00 | BECK 2 TS, MIDDLEPORT TS, ALLANBURG WEST JCT, ABITIBI CONSOLIDATED NAN91 JCT, ALLANBURG TS, CROSSLINE JCT | Q26M: BECK 2 TS x MIDDLEPORT TS, Q26M.MIXAW, Q26M.QUXAL, Q26M.QUXBE, L26L35, 25-Q26M, 28-Q26M, 45-Q26M, Q26M-Q10P | 1-00276908 Rev. #6 | 12 Hour(s)
2025-08-27 07:00 | 2025-10-07 17:00 | MIDDLEPORT TS | L26L35, L34L35, 25-Q35M | 1-00276911 Rev. #7 | 6 Hour(s)
2025-09-07 07:00 | 2025-09-25 17:00 | WINONA TS, WINONA JCT, SALTFLEET JCT, BEACH TS | Q2AH.HAXSA, Q2AH.SAXWI, Q2AH.WI2XWI2, JQ, 115Q2AH-17, 17-Q2AH | 1-00277008 Rev. #4 | 4 Hour(s)
2025-09-08 08:00 | 2025-11-28 16:00 | NANTICOKE TS | DT12 | 1-00281905 Rev. #2 | Non-recallable
2025-09-15 06:15 | 2025-09-26 17:00 | BURLINGTON TS, PALERMO JCT, NEWTON TS, DUNDAS 2 TS, ALFORD JCT, BRANT TS, BRONTE TS, POWERLINE JCT, DUNDAS 2 JCT, HORNING MOUNTAIN JCT | B8.BRXBR, B8.BRXBU, 39-B8, T1-TL12, T2-B8, T2-B7, 117T5-B12BL, 12-B12BL, 26-B12BL, 39-B12BL, B12BL.BRXPO, B12BL.DUXDU, B12BL.HOXAL, B12BL.HOXDU, T4, 13T4-B8, B12BL.ALXBR, B12BL.BUXDU, B12BL.NEXHO | 1-00276924 Rev. #4 | 48 Hour(s)
2025-10-07 07:00 | 2025-10-21 10:00 | CALEDONIA Q35M JCT, MIDDLEPORT TS, CROSSLINE JCT, ALLANBURG TS, BECK 2 TS, ABITIBI CONSOLIDATED NAN91 JCT | Q35M.MIXCA, Q35M.QUXAL, Q35M.QUXBE, L26L35, L34L35, 25-Q35M, 28-Q35M, 45-Q35M | 1-00276920 Rev. #2 | 6 Hour(s)
2025-10-07 08:00 | 2025-10-21 08:00 | MIDDLEPORT TS, BECK 2 TS | Q35M: BECK 2 TS x MIDDLEPORT TS, L26L35 | 1-00276962 Rev. #3 | 0 Min(s)
2025-10-26 09:00 | 2025-10-31 14:00 | NANTICOKE TS | DL580, DL582, DT12, T7T12, D_BUS, T12-H, HT12_BUS | 1-00247169 Rev. #5 | Non-recallable
2025-11-02 09:00 | 2025-11-28 16:00 | NANTICOKE TS | P1F | 1-00276943 Rev. #1 | Non-recallable
2025-11-02 09:00 | 2025-11-28 16:00 | NANTICOKE TS | P1F | 1-00280389 Rev. #2 | Non-recallable
2025-11-17 08:00 | 2025-11-28 16:00 | NANTICOKE TS | L5F, P1F, F_BUS, T12-F | 1-00276939 Rev. #2 | 8 Hour(s)
2026-01-11 07:00 | 2026-01-30 17:00 | BURLINGTON TS | A1A2, A1L27, A1L38, SC21A1, A1_BUS, SC21A1-A1 | 1-00276982 Rev. #5 | 12 Hour(s)
2026-02-01 07:00 | 2026-02-13 17:00 | BURLINGTON TS | K1K2, K1HT9, K1L4, K1L5, SC11K1, K1_BUS | 1-00276938 Rev. #5 | 8 Hour(s)
2026-04-26 07:00 | 2026-05-08 16:00 | SEAFORTH LSO JCT | L7S-M18 | 1-00214178 Rev. #7 | 8 Hour(s)
2025-06-24 07:00 | 2025-07-08 17:00 | BEACH TS | A2TL34, A2L35, D1TL34, 17-M34H, A2_BUS, T1, T1-A2, T1-H1, T5-TL34, TL34_BUS, T3-TL34 | 1-00276898 Rev. #2 | 4 Hour(s)
2025-08-24 14:00 | 2025-10-09 17:00 | SEAFORTH TS | L22_BUS, T5-L22, L22CVT-F1X, L22CVT-F2X, 61B22D-21, 61B22D-26, B22D-TEMP1, B22D-TEMP2 | 1-00266762 Rev. #9 | 6 Hour(s) | FABCW NBLIP BLIP | 200 0 0
2025-10-09 16:00 | 2025-11-20 07:00 | SEAFORTH TS, ST. MARYS TS | BY, KL6, KTL18, KTL7, K_BUS, L22_BUS, T5, T5-K, T5-L22, L22CVT-F1X, L22CVT-F2X, 61B22D-21, 61B22D-26, B22D-TEMP1, B22D-TEMP2 | 1-00265637 Rev. #2 | Non-recallable | FABCW NBLIP BLIP | 200 0 0
2025-10-26 08:00 | 2025-11-13 17:00 | BEACH TS | H5H7, H6H7, H7_BUS, T7-H7 | 1-00276929 Rev. #2 | 4 Hour(s)
2025-12-02 07:00 | 2025-12-16 17:00 | BURLINGTON TS | H1H2, H2L18, H2L23, H2L36, H2L40, H2_BUS, SC22H2-H2, T9-H2 | 1-00276926 Rev. #3 | 12 Hour(s)
2025-07-21 06:15 | 2025-08-01 16:00 | BURLINGTON TS, PALERMO JCT, BRONTE TS | B7.BRXBR, B7.BRXBU, 39-B7, T2-B7 | 1-00281791 Rev. #1 | 6 Hour(s)
2025-10-14 06:15 | 2025-12-05 17:00 | BURLINGTON TS, PALERMO JCT, BRONTE TS | B7.BRXBR, B7.BRXBU, 39-B7, T2-B7 | 1-00277068 Rev. #5 | 48 Hour(s)
2025-11-03 06:15 | 2025-11-14 17:00 | HORNING MOUNTAIN JCT, ALFORD JCT, BRANT TS, POWERLINE JCT, BRONTE TS, PALERMO JCT, BURLINGTON TS, DUNDAS 2 JCT, DUNDAS 2 TS, NEWTON TS | B7.BRXBR, B7.BRXBU, 39-B7, T1-TL12, T2-B7, 117T5-B12BL, 12-B12BL, 26-B12BL, 39-B12BL, B12BL.BRXPO, B12BL.DUXDU, B12BL.HOXAL, B12BL.HOXDU, B12BL.ALXBR, B12BL.BUXDU, B12BL.NEXHO | 1-00267452 Rev. #9 | 48 Hour(s)
Back to main menu

## Table C9
Back to main menu
Table C9: Toronto Zone
Planned Start | Planned End | Station | Equipment Name | Outage ID | Max Recall | Major Transmission Interface Impacted | Reduction in Limit
2025-07-21 08:00 | 2025-08-01 16:00 | BOWMANVILLE SS, CLARINGTON JCT, CHERRYWOOD TS, CLARINGTON TS | H1L540, L26L40, B540TC.BOXCJ, B540TC.CJXCH, B540TC.CJXCL, 296-B540TC, 81-B540TC, R56-B540TC | 1-00280199 Rev. #2 | 7 Day(s)
2025-09-14 07:00 | 2025-10-03 16:00 | CLAIREVILLE TS, HOLLAND JCT, VAUGHAN 4 JCT, HOLLAND TS, VAUGHAN MTS 4, WOODBRIDGE JCT | HT13L83, K2L83, T1B, T1-L83, 51-H83V, T1, L83L89, 153-H83V, H83V.WJXCL, H83V.HJX4J, H83V.4JXWJ, H83V.4JXV4, H83V.HOXHJ | 1-00238533 Rev. #31 | 4 Hour(s) | FABCW | 250
2025-09-14 09:15 | 2025-10-03 08:00 | CLAIREVILLE TS, HOLLAND JCT, VAUGHAN 4 JCT, HOLLAND TS, VAUGHAN MTS 4, WOODBRIDGE JCT | T1-L83, 51-H83V, L83L89, 153-H83V, H83V.WJXCL, H83V.HJX4J, H83V.4JXWJ, H83V.4JXV4, H83V.HOXHJ | 1-00238508 Rev. #40 | 5 Day(s)
2025-10-19 07:00 | 2025-12-17 17:00 | CHATS FALLS TS, HAVELOCK TS, CLARINGTON TS, MARINE JCT | C25H.HAXCF, 2-C25H, 57-C25H, HT3L32, K2L32, 296-T32H, L32_BUS, T32H.HAXMJ, T32H.MJXCL, 57-T32H | 1-00265976 Rev. #3 | 4 Hour(s)
2025-09-14 07:00 | 2025-10-03 16:00 | CLAIREVILLE TS, HOLLAND JCT, VAUGHAN 4 JCT, HOLLAND TS, VAUGHAN MTS 4, WOODBRIDGE JCT | HT13L83, K2L83, T1B, T1-L83, 51-H83V, T1, L83L89, 153-H83V, H83V.WJXCL, H83V.HJX4J, H83V.4JXWJ, H83V.4JXV4, H83V.HOXHJ | 1-00238533 Rev. #31 | 4 Hour(s) | FABCW | 250
2025-09-14 09:15 | 2025-10-03 08:00 | CLAIREVILLE TS, HOLLAND JCT, VAUGHAN 4 JCT, HOLLAND TS, VAUGHAN MTS 4, WOODBRIDGE JCT | T1-L83, 51-H83V, L83L89, 153-H83V, H83V.WJXCL, H83V.HJX4J, H83V.4JXWJ, H83V.4JXV4, H83V.HOXHJ | 1-00238508 Rev. #40 | 5 Day(s)
2025-09-14 07:00 | 2025-10-03 16:00 | CLAIREVILLE TS, HOLLAND JCT, VAUGHAN 4 JCT, HOLLAND TS, VAUGHAN MTS 4, WOODBRIDGE JCT | HT13L83, K2L83, T1B, T1-L83, 51-H83V, T1, L83L89, 153-H83V, H83V.WJXCL, H83V.HJX4J, H83V.4JXWJ, H83V.4JXV4, H83V.HOXHJ | 1-00238533 Rev. #31 | 4 Hour(s) | FABCW | 250
2025-04-28 11:26 | 2025-12-31 16:00 | CLAIREVILLE TS | W3L570, W3L510, W3_BUS, T15, T15-HT15, T15-W3 | 1-00283095 Rev. #3 | Non-recallable | FABCW | 250
2025-06-10 07:15 | 2025-07-10 17:15 | BRUCE A TS, BRUCE JCT, MILTON SS, WILLOW CREEK JCT | B502M.BAXBJ, B502M.BJXMI, B502M.BJXWJ, OLD21-B502M, 40-B502M | 1-00252369 Rev. #17 | 4 Hour(s) | FABCW | 1750
2025-06-23 07:00 | 2025-07-04 16:00 | CLAIREVILLE TS | HT16L75, HT16L72, HT16_BUS, T16, T16-W4, T16-HT16 | 1-00281865 Rev. #4 | 4 Hour(s) | FABCW | 250
2025-07-20 07:15 | 2025-08-14 17:15 | BRUCE A TS, BRUCE JCT, MILTON SS, WILLOW CREEK JCT | B502M.BAXBJ, B502M.BJXMI, B502M.BJXWJ, OLD21-B502M, 40-B502M | 1-00266437 Rev. #9 | 4 Hour(s) | FABCW | 1750
2025-08-17 08:15 | 2025-08-22 16:15 | WILLOW CREEK JCT, MILTON SS, BRUCE B SS, BRUCE JCT | B501M.BBXBJ, B501M.BJXWJ, B501M.WJXMI, 40-B501M, 29-B501M | 1-00276915 Rev. #9 | 4 Hour(s) | FABCW | 1750
2025-08-23 07:15 | 2025-09-07 17:15 | BRUCE A TS, BRUCE JCT, WILLOW CREEK JCT, CLAIREVILLE TS, MILTON SS | B560V.BRXBR, B560V.BRXMI, B560V.BRXWI, B560V.MIXCL, OLD21-B560V, 51-B560V | 1-00266632 Rev. #11 | 4 Hour(s) | FABCW | 1750
2025-09-15 08:00 | 2025-10-10 16:00 | CLAIREVILLE TS, MILTON SS | M570V.MIXCL, KL570, L501L570, 40-M570V, 51-M570V | 1-00282124 Rev. #1 | 2 Day(s) | FABCW | 400
2026-02-18 06:00 | 2026-03-17 09:00 | BRUCE A TS, BRUCE JCT, WILLOW CREEK JCT, CLAIREVILLE TS, MILTON SS | B560V.BRXBR, B560V.BRXMI, B560V.BRXWI, B560V.MIXCL, DL560, L553L560, L560L569, OLD21-B560V, OLD21-B569B, 51-B560V, OLDAL560, OLDEL569, AL560, L560WT25, 21-B560V, L560_BUS, OLDL560_BUS, OLDL569_BUS | 1-00252387 Rev. #9 | 3 Day(s) | FABCW | 1900
2026-06-02 05:00 | 2026-06-25 17:00 | BRUCE A TS, BRUCE JCT, MILTON SS, WILLOW CREEK JCT | B502M.BAXBJ, B502M.BJXMI, B502M.BJXWJ, EL502, OLDHT4L502, KL502, L502L573, OLD21-B502M, 40-B502M, L502_BUS | 1-00252396 Rev. #2 | Non-recallable | FABCW | 1750
2026-09-15 07:15 | 2026-10-19 16:00 | CLAIREVILLE TS, MILTON SS | M570V.MIXCL, KL570, L501L570, 40-M570V, 51-M570V | 1-00276871 Rev. #1 | 7 Day(s) | FABCW | 400
2025-06-10 07:15 | 2025-07-10 17:15 | BRUCE A TS, BRUCE JCT, MILTON SS, WILLOW CREEK JCT | B502M.BAXBJ, B502M.BJXMI, B502M.BJXWJ, OLD21-B502M, 40-B502M | 1-00252369 Rev. #17 | 4 Hour(s) | FABCW | 1750
2025-07-20 07:15 | 2025-08-14 17:15 | BRUCE A TS, BRUCE JCT, MILTON SS, WILLOW CREEK JCT | B502M.BAXBJ, B502M.BJXMI, B502M.BJXWJ, OLD21-B502M, 40-B502M | 1-00266437 Rev. #9 | 4 Hour(s) | FABCW | 1750
2025-08-17 08:15 | 2025-08-22 16:15 | WILLOW CREEK JCT, MILTON SS, BRUCE B SS, BRUCE JCT | B501M.BBXBJ, B501M.BJXWJ, B501M.WJXMI, 40-B501M, 29-B501M | 1-00276915 Rev. #9 | 4 Hour(s) | FABCW | 1750
2025-08-23 07:15 | 2025-09-07 17:15 | BRUCE A TS, BRUCE JCT, WILLOW CREEK JCT, CLAIREVILLE TS, MILTON SS | B560V.BRXBR, B560V.BRXMI, B560V.BRXWI, B560V.MIXCL, OLD21-B560V, 51-B560V | 1-00266632 Rev. #11 | 4 Hour(s) | FABCW | 1750
2026-02-18 06:00 | 2026-03-17 09:00 | BRUCE A TS, BRUCE JCT, WILLOW CREEK JCT, CLAIREVILLE TS, MILTON SS | B560V.BRXBR, B560V.BRXMI, B560V.BRXWI, B560V.MIXCL, DL560, L553L560, L560L569, OLD21-B560V, OLD21-B569B, 51-B560V, OLDAL560, OLDEL569, AL560, L560WT25, 21-B560V, L560_BUS, OLDL560_BUS, OLDL569_BUS | 1-00252387 Rev. #9 | 3 Day(s) | FABCW | 1900
2026-06-02 05:00 | 2026-06-25 17:00 | BRUCE A TS, BRUCE JCT, MILTON SS, WILLOW CREEK JCT | B502M.BAXBJ, B502M.BJXMI, B502M.BJXWJ, EL502, OLDHT4L502, KL502, L502L573, OLD21-B502M, 40-B502M, L502_BUS | 1-00252396 Rev. #2 | Non-recallable | FABCW | 1750
2025-04-28 11:26 | 2025-12-31 16:00 | CLAIREVILLE TS | W3L570, W3L510, W3_BUS, T15, T15-HT15, T15-W3 | 1-00283095 Rev. #3 | Non-recallable | FABCW | 250
2025-06-23 07:00 | 2025-07-04 16:00 | CLAIREVILLE TS | HT16L75, HT16L72, HT16_BUS, T16, T16-W4, T16-HT16 | 1-00281865 Rev. #4 | 4 Hour(s) | FABCW | 250
2025-07-08 06:00 | 2025-07-31 17:00 | COOKSVILLE TS, ERINDALE TS, TOMKEN TS, ERINDALE JCT, TOMKEN JCT, APPLEWOOD JCT, TRAFALGAR TS, RICHVIEW TS | R14T.ERXER, R14T.ERXTO, R14T.ERXTR, R14T.TOXRI, R24C.APXCO, R24C.APXRI, 31-R14T, 46-R24C, 88-R14T, 88-R24C, T2-R14T, T4-R14T, 3102R14T-TEMP2 | 1-00276179 Rev. #4 | 4 Hour(s)
2025-08-15 17:00 | 2025-10-17 02:45 | RICHVIEW TS, TOMKEN JCT | 88-R14T, 108R14T-TEMP1 | 1-00267737 Rev. #11 | 36 Hour(s)
2025-08-23 07:15 | 2025-09-07 17:15 | BRUCE A TS, BRUCE JCT, WILLOW CREEK JCT, CLAIREVILLE TS, MILTON SS | B560V.BRXBR, B560V.BRXMI, B560V.BRXWI, B560V.MIXCL, OLD21-B560V, 51-B560V | 1-00266632 Rev. #11 | 4 Hour(s) | FABCW | 1750
2025-09-15 08:00 | 2025-10-10 16:00 | CLAIREVILLE TS, MILTON SS | M570V.MIXCL, KL570, L501L570, 40-M570V, 51-M570V | 1-00282124 Rev. #1 | 2 Day(s) | FABCW | 400
2025-09-28 07:00 | 2025-12-12 07:00 | RICHVIEW TS | 88-R17T | 1-00267736 Rev. #5 | 36 Hour(s)
2026-02-18 06:00 | 2026-03-17 09:00 | BRUCE A TS, BRUCE JCT, WILLOW CREEK JCT, CLAIREVILLE TS, MILTON SS | B560V.BRXBR, B560V.BRXMI, B560V.BRXWI, B560V.MIXCL, DL560, L553L560, L560L569, OLD21-B560V, OLD21-B569B, 51-B560V, OLDAL560, OLDEL569, AL560, L560WT25, 21-B560V, L560_BUS, OLDL560_BUS, OLDL569_BUS | 1-00252387 Rev. #9 | 3 Day(s) | FABCW | 1900
2026-09-15 07:15 | 2026-10-19 16:00 | CLAIREVILLE TS, MILTON SS | M570V.MIXCL, KL570, L501L570, 40-M570V, 51-M570V | 1-00276871 Rev. #1 | 7 Day(s) | FABCW | 400
2025-09-30 08:00 | 2025-10-10 16:00 | CLARINGTON TS, HAVELOCK TS, MARINE JCT, OTONABEE TS | 128T1-T31H, L23L31, P2L31, 296-T31H, L31_BUS, T31H.HAXMJ, T31H.MJXCL, T31H.MJXOT, 57-T31H | 1-00265614 Rev. #9 | 4 Hour(s)
2025-10-19 07:00 | 2025-12-17 17:00 | CHATS FALLS TS, HAVELOCK TS, CLARINGTON TS, MARINE JCT | C25H.HAXCF, 2-C25H, 57-C25H, HT3L32, K2L32, 296-T32H, L32_BUS, T32H.HAXMJ, T32H.MJXCL, 57-T32H | 1-00265976 Rev. #3 | 4 Hour(s)
2025-10-19 08:00 | 2025-11-21 16:00 | CLARINGTON TS, CHERRYWOOD TS, WILSON JCT, HAVELOCK TS, MARINE JCT, WHITBY JCT, WHITBY TS, OSHAWA WILSON TS | 40T4-T29C, 54T3-T29C, 81-T29C, T3B543TC, T3-HT3, T3, HT3L29, HT3L32, K2L32, P2L29, 296-B543TC, 296-T29C, 296-T32H, HT3_BUS, T3_BUS, L29_BUS, L32_BUS, T29C.CLXWJ, T29C.WJXWI, T29C.WJXWY, T29C.WYXCH, T29C.WYXWH, T32H.HAXMJ, T32H.MJXCL, 57-T32H | 1-00265975 Rev. #2 | 12 Hour(s)
2018-12-03 07:00 | 2025-12-31 16:00 | CHERRYWOOD TS | K3K4 | 1-00097760 Rev. #12 | 6 Hour(s)
2022-06-22 16:50 | 2025-12-31 16:00 | CLARINGTON TS | K1K2, P1P2 | 1-00202079 Rev. #17 | Non-recallable
2024-11-18 08:00 | 2025-12-31 16:00 | CHERRYWOOD TS | D3D4 | 1-00271149 Rev. #3 | Non-recallable
2025-05-27 07:15 | 2025-07-15 07:00 | FINCH JCT, RICHVIEW TS | 88-C5R, 8801C5R-TEMP2 | 1-00267945 Rev. #10 | 48 Hour(s)
2025-06-25 07:30 | 2025-06-30 16:00 | MANBY EAST TS | H3L13, SC22H2, SC22SC, SC22 | 1-00266073 Rev. #7 | 4 Hour(s)
2025-06-25 07:30 | 2025-06-30 16:00 | MANBY EAST TS | A2L13, H3L13, SC22H2, SC22SC, 38-R13K, SC22 | 1-00266012 Rev. #13 | 4 Hour(s)
2025-06-25 08:00 | 2025-07-02 16:00 | CECIL TS, TERAULEY TS | C5E.CEXTE, L5L6, L5L9, 1C5E-49, 49-C5E | 1-00266190 Rev. #7 | 6 Hour(s)
2025-07-16 17:00 | 2025-08-26 07:00 | FINCH JCT, RICHVIEW TS | 88-C20R, 8801C20R-TEMP2 | 1-00267947 Rev. #5 | Non-recallable
2025-07-22 08:00 | 2025-07-30 16:00 | CHERRYWOOD TS | D3D4 | 1-00266199 Rev. #3 | 8 Hour(s)
2025-08-05 06:15 | 2025-10-10 17:00 | BRONTE TS, BURLINGTON TS, PALERMO JCT | B8.BRXBR, B8.BRXBU, 39-B8, T2-B8, T2-B7, T4, 13T4-B8 | 1-00276987 Rev. #5 | 48 Hour(s)
2025-08-06 08:00 | 2025-08-19 16:00 | HEARN SS | SC12K2, SC12SC, SC12, SC12CA-SS2, SC12SC-SC12CA | 1-00266206 Rev. #5 | 6 Hour(s)
2025-08-12 06:30 | 2025-09-19 16:00 | PARKWAY TS | L35L45 | 1-00283673 Rev. #1 | Non-recallable
2025-09-04 04:30 | 2025-10-09 17:00 | CHERRYWOOD TS, SHEPPARD TS, LEASIDE TS, SCARBORO JCT, SCARBORO TS | C15L.SCXLE, C15L.SCXSC, C15L.SCXSH, C15L.SHXCH, 34-C15L, 81-C15L, T2-C15L, T23-C15L | 1-00233296 Rev. #10 | 8 Hour(s)
2025-09-07 07:00 | 2025-10-02 16:00 | RICHVIEW TS | A1A2, A1L17, A1L14, A1L77, A1L74, SC22A, SC22SC, 88-R2K, A1_BUS, SC22, SC22A-A1, T2-A1 | 1-00266177 Rev. #4 | 6 Hour(s)
2025-09-07 15:00 | 2025-09-26 16:00 | ALMONTE TS, CLARINGTON TS | 20T3-T33E, K1L33, L25L33, 296-T33E, L33_BUS, L33L34, T33E.ALXCL | 1-00265945 Rev. #5 | 4 Hour(s)
2025-09-09 08:00 | 2025-09-17 16:00 | CECIL TS, GERRARD JCT, CHARLES TS | H8LC.CEXGE, L12C.CEXCH, L8L12, 49-H8LC, 49-L12C, 80H8LC-49, L12C-49 | 1-00239075 Rev. #13 | 6 Hour(s)
2025-09-15 06:15 | 2025-09-26 17:00 | BURLINGTON TS, PALERMO JCT, NEWTON TS, DUNDAS 2 TS, ALFORD JCT, BRANT TS, BRONTE TS, POWERLINE JCT, DUNDAS 2 JCT, HORNING MOUNTAIN JCT | B8.BRXBR, B8.BRXBU, 39-B8, T1-TL12, T2-B8, T2-B7, 117T5-B12BL, 12-B12BL, 26-B12BL, 39-B12BL, B12BL.BRXPO, B12BL.DUXDU, B12BL.HOXAL, B12BL.HOXDU, T4, 13T4-B8, B12BL.ALXBR, B12BL.BUXDU, B12BL.NEXHO | 1-00276924 Rev. #4 | 48 Hour(s)
2025-09-24 06:00 | 2025-10-01 18:00 | DUPLEX TS, GLENGROVE TS | D6Y.DUXGL, T1A1A2, T1A3, T1A4, T1A3A4, 44-L16D, P_BUS, D6Y-K, D6Y-44, D6Y-P, T1, T2, UFLS1, T1-P, T2-P, T4-P | 1-00266098 Rev. #10 | 9 Hour(s)
2025-09-29 12:00 | 2025-10-06 16:00 | HEARN SS | K1K2, K2L1, K2L11, K2L14, SC12K2, K2_BUS | 1-00266289 Rev. #4 | 6 Hour(s)
2025-09-30 07:45 | 2025-10-10 16:00 | CLARINGTON TS | T2B540TC, T2-HT2, T2 | 1-00266011 Rev. #3 | 4 Hour(s)
2025-10-05 08:00 | 2025-10-24 16:00 | JOHN TS, STRACHAN TS, MANBY WEST TS, RIVERSIDE JCT | K13J.JOXST, K13J.MAXRI, K13J.STXRI, K14J.JOXST, K14J.MAXRI, K14J.STXRI, 37K13J, 37K14J, 38-K13J, 38-K14J | 1-00250808 Rev. #11 | 4 Hour(s)
2025-10-10 04:30 | 2025-11-18 17:00 | BERMONDSEY TS, LEASIDE TS, SCARBORO JCT, CHERRYWOOD TS, SCARBORO TS, WARDEN TS | C14L.BEXLE, C14L.BEXSC, C14L.SCXCH, C14L.SCXSC, C14L.SCXWA, 34-C14L, 81-C14L, T2-C14L, T21-C14L, T3-C14L, T4-C14L | 1-00238623 Rev. #6 | 8 Hour(s)
2025-10-10 07:00 | 2025-10-20 07:00 | BRAMALEA TS, CARDIFF JCT, CLAIREVILLE TS, CLAIREVILLE JCT, SITHE GOREWAY JCT, GOREWAY JCT, GOREWAY TS, SITHE GOREWAY CGS, CARDIFF TS, GOREWAY PH JCT, HURONTARIO SS | V42H.BRXCD, V42H.CLXCJ, V42H.CLXGJ, V42H.GJXGO, V42H.GOXGO, V42H.SIXBR, V42H.SIXCL, V42H.SIXSI, K1L42, L30L42, L42L76, 135T1-V42H, 136T1-V42H, 136T5-V42H, 51-V42H, 74T2-V42H, 74T4-V42H, 74T6-V42H | 1-00276965 Rev. #3 | 4 Hour(s)
2025-10-10 17:00 | 2025-11-28 17:00 | MANBY JCT, VANSCO JCT, MANBY WEST TS, RICHVIEW TS | R15K.MJXMA, R15K.MJXRI, R15K.VAXMJ, 38-R15K, 88-R15K | 1-00268161 Rev. #2 | 4 Day(s)
2025-10-11 08:00 | 2025-10-18 16:00 | MARINE JCT, OTONABEE TS, CHATS FALLS TS, CLARINGTON TS | 128T2-T22C, 296-T22C, T22C.CHXMJ, T22C.MJXCL, T22C.MJXOT, 2-T22C | 1-00279312 Rev. #2 | 4 Hour(s)
2025-10-13 04:30 | 2025-12-17 17:00 | ESPLANADE TS, TERAULEY TS | 1C5E-36, 1C7E-36, 36-C5E, 36-C7E | 1-00265997 Rev. #3 | Non-recallable
2025-10-15 08:00 | 2025-10-23 16:00 | BERMONDSEY TS, LEASIDE TS, SCARBORO JCT, CHERRYWOOD TS, SCARBORO TS, WARDEN TS | C14L.BEXLE, C14L.BEXSC, C14L.SCXCH, C14L.SCXSC, C14L.SCXWA, HL14HL16, 34-C14L, 81-C14L, T14, T14-CA, T14-HL14, T2-C14L, T21-C14L, T3-C14L, T4-C14L, SS14-X, T14R-SS14 | 1-00265999 Rev. #3 | 4 Hour(s)
2025-10-16 08:00 | 2025-10-21 16:00 | CHERRYWOOD TS, PICKERING B SS | P30C.CHXPI, DL30, L18L30, L30Z, T6L30 | 1-00282091 Rev. #1 | 4 Hour(s)
2025-10-19 08:00 | 2025-11-21 16:00 | CLARINGTON TS | T3B543TC, T3-HT3, T3 | 1-00265977 Rev. #2 | 8 Hour(s)
2025-10-23 16:00 | 2025-11-07 17:00 | LEASIDE TS | T14, T14-CA, T14-HL14, SS14-X, T14R-SS14 | 1-00265998 Rev. #3 | 6 Hour(s)
2025-11-16 07:00 | 2025-12-05 17:00 | MANBY JCT, VANSCO JCT, MANBY WEST TS, RICHVIEW TS | R15K.MJXMA, R15K.MJXRI, R15K.VAXMJ, H1L15, L15L22, 38-R15K, 88-R15K | 1-00268229 Rev. #4 | 4 Day(s)
2025-11-18 06:15 | 2025-11-24 17:00 | MANBY JCT, VANSCO JCT, MANBY EAST TS, MANBY WEST TS, RICHVIEW TS | R15K.MJXMA, R15K.MJXRI, R15K.VAXMJ, R1K.MAXRI, 38-R15K, 38-R1K, 88-R1K, 88-R15K | 1-00268146 Rev. #3 | 6 Hour(s)
2025-11-18 06:15 | 2025-11-24 17:00 | MANBY JCT, VANSCO JCT, MANBY EAST TS, MANBY WEST TS, RICHVIEW TS | R15K.MJXMA, R15K.MJXRI, R15K.VAXMJ, R1K.MAXRI, 38-R15K, 38-R1K, 88-R1K, 88-R15K | 1-00265615 Rev. #10 | 4 Hour(s)
2025-12-07 06:15 | 2025-12-17 17:00 | MANBY EAST TS, RICHVIEW TS | R1K.MAXRI, 38-R1K, 88-R1K | 1-00268232 Rev. #5 | 12 Hour(s)
2025-07-21 06:15 | 2025-08-01 16:00 | BURLINGTON TS, PALERMO JCT, BRONTE TS | B7.BRXBR, B7.BRXBU, 39-B7, T2-B7 | 1-00281791 Rev. #1 | 6 Hour(s)
2025-10-14 06:15 | 2025-12-05 17:00 | BURLINGTON TS, PALERMO JCT, BRONTE TS | B7.BRXBR, B7.BRXBU, 39-B7, T2-B7 | 1-00277068 Rev. #5 | 48 Hour(s)
2025-11-03 06:15 | 2025-11-14 17:00 | HORNING MOUNTAIN JCT, ALFORD JCT, BRANT TS, POWERLINE JCT, BRONTE TS, PALERMO JCT, BURLINGTON TS, DUNDAS 2 JCT, DUNDAS 2 TS, NEWTON TS | B7.BRXBR, B7.BRXBU, 39-B7, T1-TL12, T2-B7, 117T5-B12BL, 12-B12BL, 26-B12BL, 39-B12BL, B12BL.BRXPO, B12BL.DUXDU, B12BL.HOXAL, B12BL.HOXDU, B12BL.ALXBR, B12BL.BUXDU, B12BL.NEXHO | 1-00267452 Rev. #9 | 48 Hour(s)
Back to main menu

## Table C10
Back to main menu
Table C10: West Zone
Planned Start | Planned End | Station | Equipment Name | Outage ID | Max Recall | Major Transmission Interface Impacted | Reduction in Limit
2025-08-31 07:15 | 2025-09-14 18:00 | LAMBTON TS 2, ST. CLAIRX TS | L51D.CLXLA, PS51-2, PS51-1, PS51-S, PS51 | 1-00266496 Rev. #18 | 24 Hour(s) | MICH-W-EXP MICH-W-IMP MICH-S-EXP MICH-S-IMP | 500 600 550 450
2025-09-14 07:00 | 2025-10-24 17:00 | BUCHANAN DESN TS, BUCHANAN TS, BUCHANAN 230 JCT, LONGWOOD TS | W42L.BUXBD, W42L.BUXBU, W42L.BUXLO, 19-W42L, T14-W42L, W52-W42L | 1-00266487 Rev. #5 | 4 Hour(s)
2025-09-17 07:00 | 2025-09-30 16:00 | KEITH TS, WATERMAN TS, MCKEEJCT, MID RIVER JCT WATERMAN | J5D.WAXKE, PSR5-1, PSR5-S, J5D.KEXMJ, J5D.MJXWA | 1-00280348 Rev. #5 | Non-recallable | MICH-W-EXP MICH-W-IMP MICH-S-EXP MICH-S-IMP | 450 400 450 300
2025-10-26 07:00 | 2025-12-05 17:00 | BUCHANAN 230 JCT, BUCHANAN DESN TS, BUCHANAN TS, LONGWOOD TS | W43L.BUXBD, W43L.BUXBU, W43L.BUXLO, 19-W43L, T13-W43L, W52-W43L | 1-00266488 Rev. #2 | 4 Hour(s)
2026-07-13 07:00 | 2026-09-01 08:00 | LONGWOOD TS, NANTICOKE TS | N582L.LOXNA, AHT13, DL582, HT8L582, HT8HT13, 59-N582L, HT13_BUS, HT8_BUS, T13-HT13, W52-N582L | 1-00247165 Rev. #3 | 14 Day(s)
2025-08-31 07:15 | 2025-09-14 18:00 | LAMBTON TS 2, ST. CLAIRX TS | L51D.CLXLA, PS51-2, PS51-1, PS51-S, PS51 | 1-00266496 Rev. #18 | 24 Hour(s) | MICH-W-EXP MICH-W-IMP MICH-S-EXP MICH-S-IMP | 500 600 550 450
2025-09-14 07:00 | 2025-10-24 17:00 | BUCHANAN DESN TS, BUCHANAN TS, BUCHANAN 230 JCT, LONGWOOD TS | W42L.BUXBD, W42L.BUXBU, W42L.BUXLO, 19-W42L, T14-W42L, W52-W42L | 1-00266487 Rev. #5 | 4 Hour(s)
2025-09-17 07:00 | 2025-09-30 16:00 | KEITH TS, WATERMAN TS, MCKEEJCT, MID RIVER JCT WATERMAN | J5D.WAXKE, PSR5-1, PSR5-S, J5D.KEXMJ, J5D.MJXWA | 1-00280348 Rev. #5 | Non-recallable | MICH-W-EXP MICH-W-IMP MICH-S-EXP MICH-S-IMP | 450 400 450 300
2025-10-26 07:00 | 2025-12-05 17:00 | BUCHANAN 230 JCT, BUCHANAN DESN TS, BUCHANAN TS, LONGWOOD TS | W43L.BUXBD, W43L.BUXBU, W43L.BUXLO, 19-W43L, T13-W43L, W52-W43L | 1-00266488 Rev. #2 | 4 Hour(s)
2026-07-13 07:00 | 2026-09-01 08:00 | LONGWOOD TS, NANTICOKE TS | N582L.LOXNA, AHT13, DL582, HT8L582, HT8HT13, 59-N582L, HT13_BUS, HT8_BUS, T13-HT13, W52-N582L | 1-00247165 Rev. #3 | 14 Day(s)
2025-08-31 07:15 | 2025-09-14 18:00 | LAMBTON TS 2, ST. CLAIRX TS | L51D.CLXLA, PS51-2, PS51-1, PS51-S, PS51 | 1-00266496 Rev. #18 | 24 Hour(s) | MICH-W-EXP MICH-W-IMP MICH-S-EXP MICH-S-IMP | 500 600 550 450
2023-02-25 14:15 | 2025-12-19 16:00 | BUCHANAN TS | SC21SC | 1-00221222 Rev. #31 | Non-recallable
2025-05-25 18:15 | 2025-12-31 18:00 | ADELAIDE JCT | 77S2N-62, 77S2N-79 | 1-00282818 Rev. #1 | 4 Hour(s)
2025-05-27 07:15 | 2025-09-15 07:00 | CLAY CREEK SS | 614SSVT1-L49C | 1-00281741 Rev. #3 | Non-recallable
2025-06-22 07:00 | 2025-07-11 17:00 | NORTH KENT 1 JCT, EAST LAKE ST. CLAIR WF JCT | 479C29C-MSO1, NA300L29C-4 | 1-00266513 Rev. #5 | 12 Hour(s)
2025-07-01 08:00 | 2025-10-01 16:00 | BELLE RIVER JCT, TILBURY JCT | 53K6Z-K2Z, TIL-3 | 1-00280364 Rev. #2 | 6 Hour(s)
2025-09-08 07:00 | 2025-09-16 17:00 | LANXESS INC JCT, SARNIA SCOTT JCT, SCOTT TS | N6S.SAXBA, N6S.SAXSC, 40-N6S | 1-00266494 Rev. #7 | Non-recallable
2025-10-13 09:00 | 2025-10-19 16:00 | CHATHAM SS | KL29, KL47, SC21K, K_BUS, SC21, SC21K-K, SS1-K, KL43, KL65, KL87, KL88 | 1-00267253 Rev. #11 | 6 Hour(s)
2025-12-04 15:00 | 2026-02-27 17:00 | KENT TS, WALLACEBURG TS | N5K.KEXWA, 5-N5K | 1-00266753 Rev. #2 | Non-recallable
2025-12-18 15:00 | 2026-02-27 17:00 | SCOTT TS, KIMBALL JCT, WALLACEBURG TS | N5K.KIXSC, N5K.WAXKI, 1N5K-A1, 40-N5K | 1-00267335 Rev. #2 | Non-recallable
2025-09-17 07:00 | 2025-09-30 16:00 | KEITH TS, WATERMAN TS, MCKEEJCT, MID RIVER JCT WATERMAN | J5D.WAXKE, PSR5-1, PSR5-S, J5D.KEXMJ, J5D.MJXWA | 1-00280348 Rev. #5 | Non-recallable | MICH-W-EXP MICH-W-IMP MICH-S-EXP MICH-S-IMP | 450 400 450 300
2025-10-21 07:00 | 2025-11-07 17:00 | WINDSOR LAUZON TS | A_BUS, T1-A, T5-A, T8-A, 56-H54Z | 1-00266516 Rev. #3 | 8 Hour(s)
Back to main menu

## Table C11
Back to main menu
Table C11: External Interties
Planned Start | Planned End | Station | Equipment Name | Outage ID | Max Recall | Major Transmission Interface Impacted | Reduction in Limit
2025-07-02 08:00 | 2025-07-24 17:00 | B5D-B31L SS JCT, ST. LAWRENCE TS | B31L.IPXLA, 49-B31L, B31L-D, B5D-B31L | 1-00267816 Rev. #11 | 4 Hour(s) | FIO BEAU P33C | 250 400 0
2025-08-05 08:00 | 2025-08-11 16:00 | BECK 2 TS | 28-PA301, T301, WT301-L301, WT301-T301 | 1-00279798 Rev. #6 | 6 Hour(s) | NY-W-EXP NY-W-IMP NY-S-EXP NY-S-IMP | 1050 850 1000 750
2024-05-14 13:00 | 2025-12-31 16:00 | KENORA TS, WHITESHELL TS | K21W.WHXKE, 34-K21W | 1-00254393 Rev. #17 | 6 Hour(s) | EWTW | 25
2025-08-17 16:00 | 2025-09-30 17:00 | LONGUEUIL TS, LONGUEUIL JCT, ST. ISIDORE TS | B5D.LOXLO, 62B5D-26, T4-B5D | 1-00267903 Rev. #9 | 4 Hour(s) | FIO BEAU P33C | 0 0 0
2025-03-12 08:45 | 2025-08-29 16:00 | KENORA TS, WHITESHELL TS | K21W.WHXKE, 34-K21W | 1-00279180 Rev. #5 | Non-recallable | EWTW | 25
2025-08-31 07:15 | 2025-09-14 18:00 | LAMBTON TS 2, ST. CLAIRX TS | L51D.CLXLA, PS51-2, PS51-1, PS51-S, PS51 | 1-00266496 Rev. #18 | 24 Hour(s) | MICH-W-EXP MICH-W-IMP MICH-S-EXP MICH-S-IMP | 500 600 550 450
Back to main menu