## Legend
Burlington to Nanticoke Integrated Regional Resource Plan
Data Tables
March 2026
Table | Description
Table 1 | CDM (Codes and Standards + Energy Efficiency) Forecast, SUMMER
Table 2 | Distributed Generation Contribution Factor Assumptions, SUMMER
Table 3 | Total Contracted Distributed Generation (DG) Contribution to Peak, SUMMER
Table 4 | Coincident Extreme Weather Net Station Peak Demand, SUMMER
Table 5 | Non-Coincident Extreme Weather Net Station Peak Demand, SUMMER
Table 8 | Hourly Load Profiles and Hourly Need Profiles in 2042
This document and the information contained herein is provided for informational purposes only. The IESO has prepared this document based on information currently available to the IESO and reasonable assumptions associated therewith, including relating to electricity supply and demand. The information, statements and conclusions contained in this document are subject to risks, uncertainties and other factors that could cause actual results or circumstances to differ materially from the information, statements and assumptions contained herein. The IESO provides no guarantee, representation, or warranty, express or implied, with respect to any statement or information contained herein and disclaims any liability in connection therewith. Readers are cautioned not to place undue reliance on forward-looking information contained in this document, as actual results could differ materially from the plans, expectations, estimates, intentions and statements expressed herein. The IESO undertakes no obligation to revise or update any information contained in this document as a result of new information, future events or otherwise. In the event there is any conflict or inconsistency between this document and the IESO market rules, any IESO contract, any legislation or regulation, or any request for proposals or other procurement document, the terms in the market rules, or the subject contract, legislation, regulation, or procurement document, as applicable, govern.

## Table 1
Total Conservation and Demand Management (CDM) Forecast, SUMMER (MW)
Subregion | Transformer Station | 2023 | 2024 | 2025 | 2026 | 2027 | 2028 | 2029 | 2030 | 2031 | 2032 | 2033 | 2034 | 2035 | 2036 | 2037 | 2038 | 2039 | 2040 | 2041 | 2042
Brant | Brantford TS (T3/T4) (GB) | 0 | 1.1654 | 2.2681 | 2.8777 | 3.8966 | 4.8889 | 6.1152 | 7.41 | 8.5952 | 9.6901 | 10.6839 | 11.6494 | 12.6402 | 13.3586 | 14.0506 | 14.6806 | 15.3521 | 16.0889 | 16.3008 | 16.5398
| Brant TS (T1/T2) (GB/H1) | 0 | 0.59693 | 1.0274 | 1.3847 | 1.9198 | 2.4297 | 3.0184 | 3.6443 | 4.1205 | 4.503 | 4.85 | 5.2613 | 5.7457 | 6.1122 | 6.407 | 6.6225 | 6.8538 | 7.1007 | 7.204 | 7.315
| Powerline MTS (T1/T2) (GB) | 0 | 0.56366 | 1.1654 | 2.0151 | 2.7008 | 3.3888 | 4.2388 | 5.1362 | 5.9575 | 6.7165 | 7.4055 | 8.0744 | 8.7613 | 9.2595 | 9.7391 | 10.176 | 10.6413 | 11.1515 | 11.2983 | 11.4646
Woodstock | Commerce Way TS (T1/T2) (H1) | 0 | 0.28908 | 0.4886 | 0.65718 | 0.95476 | 1.2504 | 1.5882 | 1.8892 | 2.0746 | 2.1928 | 2.2948 | 2.4477 | 2.6477 | 2.7885 | 2.8745 | 2.9072 | 2.9439 | 2.9816 | 3.0106 | 3.0415
| Woodstock TS (T1/T2) (H1) | 0 | 0.72178 | 1.2326 | 1.7114 | 2.4014 | 3.0414 | 3.7717 | 4.4363 | 4.8971 | 5.2154 | 5.4729 | 5.8245 | 6.2374 | 6.5102 | 6.6792 | 6.7623 | 6.8481 | 6.9446 | 7.0174 | 7.0891
| CTS6 | 0 | 0 | 0 | 0 | 0 | 0 | 0 | 0 | 0 | 0 | 0 | 0 | 0 | 0 | 0 | 0 | 0 | 0 | 0 | 0
Caledonia Norfolk | Caledonia TS (T1/T2) (H1) | 0 | 0.48661 | 0.91433 | 1.4706 | 2.0843 | 2.6553 | 3.3939 | 4.0975 | 4.6896 | 5.1545 | 5.5491 | 5.9704 | 6.412 | 6.7124 | 6.9564 | 7.14 | 7.324 | 7.5262 | 7.6897 | 7.8675
| Bloomsburg DS (T1/T2) (H1) | 0 | 0.36334 | 0.67651 | 0.9491 | 1.286 | 1.6152 | 2.0079 | 2.361 | 2.6512 | 2.8997 | 3.1037 | 3.2926 | 3.4797 | 3.5627 | 3.626 | 3.6638 | 3.7049 | 3.7542 | 3.7805 | 3.8121
| Norfolk TS (T1/T2) (H1) | 0 | 0.58531 | 1.1311 | 1.5475 | 2.138 | 2.6823 | 3.3618 | 3.96 | 4.4583 | 4.8113 | 5.0991 | 5.456 | 5.9033 | 6.097 | 6.2312 | 6.3003 | 6.3759 | 6.4623 | 6.5154 | 6.5815
| Jarvis TS (T3/T4) (H1) | 0 | 0.4616 | 0.82068 | 1.1454 | 1.6012 | 2.0332 | 2.5361 | 2.9978 | 3.3371 | 3.5857 | 3.7915 | 4.0467 | 4.3373 | 4.5305 | 4.6625 | 4.7407 | 4.8173 | 4.9026 | 4.9689 | 5.0367
| CTS1 | 0 | 0 | 0 | 0 | 0 | 0 | 0 | 0 | 0 | 0 | 0 | 0 | 0 | 0 | 0 | 0 | 0 | 0 | 0 | 0
| CTS2 | 0 | 0 | 0 | 0 | 0 | 0 | 0 | 0 | 0 | 0 | 0 | 0 | 0 | 0 | 0 | 0 | 0 | 0 | 0 | 0
Hamilton | Dundas TS 1 (T1/T2) (Al/H1) | 0 | 0.805 | 1.5558 | 2.5782 | 3.4998 | 4.3821 | 5.4643 | 6.4407 | 7.2464 | 7.9104 | 8.4615 | 8.996 | 9.5441 | 9.8606 | 10.114 | 10.286 | 10.4682 | 10.6735 | 10.8202 | 10.982
| Dundas TS 2 (T5/T6) (Al/H1) | 0 | 0.56535 | 1.0623 | 1.5412 | 2.0821 | 2.5948 | 3.2403 | 3.8251 | 4.3207 | 4.7343 | 5.085 | 5.4303 | 5.7885 | 6.0074 | 6.1922 | 6.328 | 6.4713 | 6.6305 | 6.7567 | 6.8942
| Horning TS (T3/T4) (Al) | 0 | 0.73194 | 1.2884 | 1.8268 | 2.5847 | 3.3136 | 4.1687 | 4.9669 | 5.5611 | 6.0109 | 6.3972 | 6.877 | 7.4262 | 7.8098 | 8.0984 | 8.2949 | 8.4972 | 8.7178 | 8.9132 | 9.1135
| Mohawk TS (T1/T2) (Al) | 0 | 0.92466 | 1.5826 | 2.2412 | 3.2048 | 4.1229 | 5.1796 | 6.169 | 6.87 | 7.3694 | 7.7985 | 8.3973 | 9.1102 | 9.627 | 9.9962 | 10.235 | 10.4788 | 10.7428 | 10.9847 | 11.2266
| Nebo TS (T1/T2) (Al/H1) | 0 | 1.2179 | 1.931 | 2.5892 | 3.8221 | 4.9095 | 6.0873 | 7.3352 | 8.0862 | 8.5521 | 8.9823 | 9.7054 | 10.686 | 11.4504 | 11.9548 | 12.1714 | 12.4067 | 12.644 | 12.8609 | 13.084
| Nebo TS (T3/T4) (Al) | 0 | 0.6376 | 1.0966 | 1.5536 | 2.2177 | 2.8514 | 3.5831 | 4.2676 | 4.7569 | 5.1093 | 5.412 | 5.8259 | 6.3152 | 6.6678 | 6.9218 | 7.0876 | 7.257 | 7.4408 | 7.6082 | 7.7762
| Lake TS (T1/T2) (Al) | 0 | 0.72782 | 1.2187 | 1.7221 | 2.4827 | 3.2023 | 4.0185 | 4.7858 | 5.3075 | 5.6597 | 5.9628 | 6.4294 | 7.0018 | 7.4277 | 7.7214 | 7.9037 | 8.0887 | 8.2879 | 8.4752 | 8.6592
| Lake TS (T3/T4) (Al) | 0 | 0.61282 | 1.0176 | 1.4248 | 2.0209 | 2.6073 | 3.2694 | 3.8987 | 4.3212 | 4.6035 | 4.8482 | 5.2302 | 5.704 | 6.059 | 6.3031 | 6.4522 | 6.6042 | 6.7668 | 6.9204 | 7.0718
| Winona TS (T1/T2) (Al) | 0 | 0.60357 | 1.0047 | 1.4074 | 2.0291 | 2.6174 | 3.2819 | 3.8929 | 4.3012 | 4.5835 | 4.8285 | 5.2089 | 5.6808 | 6.0343 | 6.2779 | 6.4266 | 6.5784 | 6.7408 | 6.8939 | 7.0451
| Newton TS (T1/T2) (Al) | 0 | 0.5509 | 1.0045 | 1.5119 | 2.259 | 2.8877 | 3.655 | 4.359 | 4.844 | 5.1799 | 5.4706 | 5.8966 | 6.4156 | 6.7985 | 7.0675 | 7.236 | 7.4083 | 7.5935 | 7.7655 | 7.9369
| Stirton TS (T3/T4) (Al) | 0 | 0.62409 | 1.043 | 1.4319 | 2.0566 | 2.6496 | 3.3262 | 3.9625 | 4.4025 | 4.7069 | 4.9689 | 5.3548 | 5.8227 | 6.1673 | 6.4086 | 6.5608 | 6.7158 | 6.883 | 7.0384 | 7.1924
| Birmingham TS (T1/T2) (Al) | 0 | 0.083453 | 0.12653 | 0.16168 | 0.23736 | 0.30813 | 0.38227 | 0.4635 | 0.5073 | 0.52996 | 0.5523 | 0.60072 | 0.6706 | 0.72784 | 0.76509 | 0.78342 | 0.80291 | 0.82221 | 0.84193 | 0.86169
| Birmingham (T3/T4) (Al) | 0 | 0.36337 | 0.53223 | 0.64417 | 0.94984 | 1.2353 | 1.5235 | 1.8669 | 2.0342 | 2.1091 | 2.1915 | 2.3935 | 2.703 | 2.9636 | 3.1321 | 3.2084 | 3.2917 | 3.3712 | 3.4544 | 3.5396
| Gage TS (T11/T12) (Al) | 0 | 0.15215 | 0.24698 | 0.32652 | 0.52102 | 0.72764 | 0.95689 | 1.2417 | 1.4279 | 1.4805 | 1.5383 | 1.6801 | 1.8974 | 2.0803 | 2.1986 | 2.2522 | 2.3107 | 2.3665 | 2.4249 | 2.4847
| Gage TS (T8/T9) (Al) | 0 | 0.10173 | 0.15501 | 0.19449 | 0.297 | 0.3995 | 0.5086 | 0.64155 | 0.71958 | 0.74608 | 0.77522 | 0.84669 | 0.95618 | 1.0484 | 1.108 | 1.135 | 1.1644 | 1.1926 | 1.222 | 1.2521
| Elgin TS (T5/T6) (Al) | 0 | 0.45895 | 0.68123 | 0.84802 | 1.2805 | 1.7129 | 2.0978 | 2.5706 | 2.801 | 2.9041 | 3.0175 | 3.2957 | 3.7219 | 4.0807 | 4.3127 | 4.4178 | 4.5326 | 4.642 | 4.7566 | 4.8739
| Kenilworth TS (T2/T3) (Al) | 0 | 0.26422 | 0.387 | 0.4684 | 0.69067 | 0.89822 | 1.1078 | 1.3575 | 1.4791 | 1.5336 | 1.5935 | 1.7404 | 1.9655 | 2.1549 | 2.2775 | 2.333 | 2.3936 | 2.4514 | 2.5119 | 2.5738
| Beach TS (T3/T4) (Al) | 0 | 0.19173 | 0.30793 | 0.42649 | 0.6223 | 0.80585 | 1.008 | 1.2041 | 1.3263 | 1.4002 | 1.4652 | 1.5846 | 1.7403 | 1.8614 | 1.9411 | 1.9865 | 2.0326 | 2.0812 | 2.1289 | 2.1751
| Beach TS (T5/T6) (Al) | 0 | 0.78613 | 1.3077 | 1.8371 | 2.6515 | 3.4213 | 4.2905 | 5.1149 | 5.668 | 6.0368 | 6.3559 | 6.8567 | 7.4778 | 7.9433 | 8.2627 | 8.458 | 8.6566 | 8.8694 | 9.0706 | 9.2685
| CTS3 | 0 | 0 | 0 | 0 | 0 | 0 | 0 | 0 | 0 | 0 | 0 | 0 | 0 | 0 | 0 | 0 | 0 | 0 | 0 | 0
| CTS4 | 0 | 0 | 0 | 0 | 0 | 0 | 0 | 0 | 0 | 0 | 0 | 0 | 0 | 0 | 0 | 0 | 0 | 0 | 0 | 0
| CTS5 | 0 | 0 | 0 | 0 | 0 | 0 | 0 | 0 | 0 | 0 | 0 | 0 | 0 | 0 | 0 | 0 | 0 | 0 | 0 | 0

## Table 2
Distributed Generation Contribution Factor Assumptions
Resource Type | Summer Peak Contribution Factor
Solar | 26.3%
Wind | 15.6%
Gas/Other | 98%

## Table 3
Total Contracted Distributed Generation (DG) Contribution to Peak, SUMMER (MW)
Subregion | Transformer Station | 2023 | 2024 | 2025 | 2026 | 2027 | 2028 | 2029 | 2030 | 2031 | 2032 | 2033 | 2034 | 2035 | 2036 | 2037 | 2038 | 2039 | 2040 | 2041 | 2042
Brant | Brantford TS (T3/T4) (GB) | 7.2309 | 7.2309 | 7.2309 | 7.2309 | 7.2309 | 7.2309 | 7.2309 | 7.2309 | 1.9389 | 1.8994 | 1.5507 | 1.1871 | 0.999 | 0.75747 | 0.49885 | 0.47885 | 0 | 0 | 0 | 0
| Brant TS (T1/T2) (GB/H1) | 2.951 | 2.951 | 2.951 | 2.951 | 2.951 | 2.951 | 2.951 | 2.951 | 2.9462 | 2.8818 | 2.7635 | 2.6675 | 2.5842 | 0.29187 | 0.21726 | 0.19875 | 0 | 0 | 0 | 0
| Powerline MTS (T1/T2) (GB) | 1.1546 | 1.1546 | 1.1546 | 1.1546 | 1.1546 | 1.1546 | 1.1546 | 1.1546 | 1.1248 | 0.78371 | 0.67905 | 0.63667 | 0.50894 | 0.36429 | 0.31459 | 0.29562 | 0.1315 | 0 | 0 | 0
Woodstock | Commerce Way TS (T1/T2) (H1) | 3.1104 | 3.1104 | 3.1104 | 3.1104 | 3.1104 | 3.1104 | 3.1104 | 3.1104 | 3.1104 | 3.1104 | 3.1104 | 2.9789 | 2.9789 | 2.9 | 0.06575 | 0 | 0 | 0 | 0 | 0
| Woodstock TS (T1/T2) (H1) | 1.1546 | 1.1546 | 1.1546 | 1.1546 | 1.1546 | 1.1546 | 1.1546 | 1.1546 | 1.1248 | 0.78371 | 0.67905 | 0.63667 | 0.50894 | 0.36429 | 0.31459 | 0.29562 | 0.1315 | 0 | 0 | 0
| CTS6 | 0 | 0 | 0 | 0 | 0 | 0 | 0 | 0 | 0 | 0 | 0 | 0 | 0 | 0 | 0 | 0 | 0 | 0 | 0 | 0
Caledonia Norfolk | Caledonia TS (T1/T2) (H1) | 5.6856 | 5.6856 | 5.6856 | 5.6856 | 5.6856 | 5.6856 | 5.6856 | 5.6856 | 5.6856 | 5.6779 | 5.6626 | 0.31367 | 0.19843 | 0.027497 | 0.023709 | 0.0098494 | 0 | 0 | 0 | 0
| Bloomsburg DS (T1/T2) (H1) | 3.4645 | 3.4645 | 3.4645 | 3.4645 | 3.4645 | 3.4645 | 3.4645 | 3.4645 | 3.4645 | 3.4645 | 3.4645 | 0.75557 | 0.75557 | 0.75557 | 0 | 0 | 0 | 0 | 0 | 0
| Norfolk TS (T1/T2) (H1) | 9.0538 | 9.0538 | 9.0538 | 9.0538 | 9.0538 | 9.0538 | 7.5094 | 7.5094 | 4.8794 | 2.3998 | 2.027 | 1.9405 | 1.761 | 1.7386 | 0.022296 | 0.016243 | 0 | 0 | 0 | 0
| Jarvis TS (T3/T4) (H1) | 1.2504 | 1.2504 | 1.2504 | 1.2504 | 1.2504 | 1.2504 | 1.2504 | 1.2504 | 1.2504 | 1.2327 | 0.99554 | 0.7493 | 0.70842 | 0.69889 | 0.066013 | 0.066013 | 0 | 0 | 0 | 0
| CTS1 | 0 | 0 | 0 | 0 | 0 | 0 | 0 | 0 | 0 | 0 | 0 | 0 | 0 | 0 | 0 | 0 | 0 | 0 | 0 | 0
| CTS2 | 0 | 0 | 0 | 0 | 0 | 0 | 0 | 0 | 0 | 0 | 0 | 0 | 0 | 0 | 0 | 0 | 0 | 0 | 0 | 0
Hamilton | Dundas TS 1 (T1/T2) (Al/H1) | 1.1377 | 1.1377 | 1.1377 | 1.1377 | 1.1377 | 1.1377 | 1.1377 | 1.1377 | 1.1377 | 1.0046 | 0.9607 | 0.8676 | 0.64288 | 0.54007 | 0.17179 | 0.091089 | 0 | 0 | 0 | 0
| Dundas TS 2 (T5/T6) (Al/H1) | 0.5358 | 0.5358 | 0.5358 | 0.5358 | 0.5358 | 0.5358 | 0.5358 | 0.5358 | 0.5358 | 0.5314 | 0.49809 | 0.41759 | 0.21124 | 0.1962 | 0.024459 | 0.01315 | 0 | 0 | 0 | 0
| Horning TS (T3/T4) (Al) | 0.40481 | 0.40481 | 0.40481 | 0.40481 | 0.40481 | 0.40481 | 0.40481 | 0.40481 | 0.40481 | 0.39442 | 0.39245 | 0.37884 | 0.36428 | 0.3064 | 0.13754 | 0.049668 | 0 | 0 | 0 | 0
| Mohawk TS (T1/T2) (Al) | 0.32488 | 0.32488 | 0.32488 | 0.32488 | 0.32488 | 0.32488 | 0.32488 | 0.32488 | 0.32488 | 0.31741 | 0.30715 | 0.29732 | 0.28753 | 0.1986 | 0.12159 | 0.041422 | 0 | 0 | 0 | 0
| Nebo TS (T1/T2) (Al/H1) | 0.51556 | 0.51556 | 0.51556 | 0.51556 | 0.51556 | 0.51556 | 0.51556 | 0.51556 | 0.50792 | 0.47636 | 0.4741 | 0.43674 | 0.37917 | 0.29025 | 0.19287 | 0 | 0 | 0 | 0 | 0
| Nebo TS (T3/T4) (Al) | 0.53318 | 0.53318 | 0.53318 | 0.53318 | 0.53318 | 0.53318 | 0.53318 | 0.53318 | 0.52019 | 0.43077 | 0.40834 | 0.33559 | 0.29861 | 0.18132 | 0.089512 | 0 | 0 | 0 | 0 | 0
| Lake TS (T1/T2) (Al) | 0.26613 | 0.26613 | 0.26613 | 0.26613 | 0.26613 | 0.26613 | 0.26613 | 0.26613 | 0.26613 | 0.26613 | 0.2638 | 0.23562 | 0.091443 | 0.088879 | 0.05125 | 0.033088 | 0 | 0 | 0 | 0
| Lake TS (T3/T4) (Al) | 0.24148 | 0.24148 | 0.24148 | 0.24148 | 0.24148 | 0.24148 | 0.24148 | 0.24148 | 0.24148 | 0.24148 | 0.23937 | 0.2138 | 0.082973 | 0.080646 | 0.046502 | 0.030023 | 0 | 0 | 0 | 0
| Winona TS (T1/T2) (Al) | 0.53413 | 0.53413 | 0.53413 | 0.53413 | 0.53413 | 0.53413 | 0.53413 | 0.53413 | 0.53413 | 0.52733 | 0.38773 | 0.24079 | 0.19797 | 0.18351 | 0.16462 | 0.12437 | 0 | 0 | 0 | 0
| Newton TS (T1/T2) (Al) | 0.1866 | 0.1866 | 0.1866 | 0.1866 | 0.1866 | 0.1866 | 0.1866 | 0.1866 | 0.1866 | 0.16018 | 0.1068 | 0.034382 | 0.028094 | 0 | 0 | 0 | 0 | 0 | 0 | 0
| Stirton TS (T3/T4) (Al) | 0.19124 | 0.19124 | 0.19124 | 0.19124 | 0.19124 | 0.19124 | 0.19124 | 0.19124 | 0.19124 | 0.18977 | 0.18834 | 0.11555 | 0.10935 | 0.088313 | 0.088313 | 0.06838 | 0 | 0 | 0 | 0
| Birmingham TS (T1/T2) (Al) | 0.00054147 | 0.00054147 | 0.00054147 | 0.00054147 | 0.00054147 | 0.00054147 | 0.00054147 | 0.00054147 | 0.00054147 | 0.00040927 | 0.00040927 | 0.00040927 | 0.00040927 | 0 | 0 | 0 | 0 | 0 | 0 | 0
| Birmingham (T3/T4) (Al) | 0.002938 | 0.002938 | 0.002938 | 0.002938 | 0.002938 | 0.002938 | 0.002938 | 0.002938 | 0.002938 | 0.0022207 | 0.0022207 | 0.0022207 | 0.0022207 | 0 | 0 | 0 | 0 | 0 | 0 | 0
| Gage TS (T11/T12) (Al) | 0 | 0 | 0 | 0 | 0 | 0 | 0 | 0 | 0 | 0 | 0 | 0 | 0 | 0 | 0 | 0 | 0 | 0 | 0 | 0
| Gage TS (T8/T9) (Al) | 0 | 0 | 0 | 0 | 0 | 0 | 0 | 0 | 0 | 0 | 0 | 0 | 0 | 0 | 0 | 0 | 0 | 0 | 0 | 0
| Elgin TS (T5/T6) (Al) | 0.031413 | 0.031413 | 0.031413 | 0.031413 | 0.031413 | 0.031413 | 0.031413 | 0.031413 | 0.031413 | 0.031413 | 0.020893 | 0.018502 | 0.015412 | 0.010152 | 0.0075218 | 0.0075218 | 0 | 0 | 0 | 0
| Kenilworth TS (T2/T3) (Al) | 0 | 0 | 0 | 0 | 0 | 0 | 0 | 0 | 0 | 0 | 0 | 0 | 0 | 0 | 0 | 0 | 0 | 0 | 0 | 0
| Beach TS (T3/T4) (Al) | 0.40621 | 0.40621 | 0.40621 | 0.40621 | 0.07667 | 0.07667 | 0.07667 | 0.07667 | 0.07667 | 0.076408 | 0.076135 | 0.073747 | 0.053483 | 0.032203 | 0.020043 | 0.016016 | 0 | 0 | 0 | 0
| Beach TS (T5/T6) (Al) | 1.5266 | 1.5266 | 1.5266 | 1.5266 | 0.28814 | 0.28814 | 0.28814 | 0.28814 | 0.28814 | 0.28715 | 0.28613 | 0.27715 | 0.201 | 0.12102 | 0.075323 | 0.060191 | 0 | 0 | 0 | 0
| CTS3 | 0 | 0 | 0 | 0 | 0 | 0 | 0 | 0 | 0 | 0 | 0 | 0 | 0 | 0 | 0 | 0 | 0 | 0 | 0 | 0
| CTS4 | 0 | 0 | 0 | 0 | 0 | 0 | 0 | 0 | 0 | 0 | 0 | 0 | 0 | 0 | 0 | 0 | 0 | 0 | 0 | 0
| CTS5 | 0 | 0 | 0 | 0 | 0 | 0 | 0 | 0 | 0 | 0 | 0 | 0 | 0 | 0 | 0 | 0 | 0 | 0 | 0 | 0

## Table 4
Coincident Extreme Weather Net Station Peak Demand Forecast, SUMMER (MW)
Subregion | Transformer Station | 2023 | 2024 | 2025 | 2026 | 2027 | 2028 | 2029 | 2030 | 2031 | 2032 | 2033 | 2034 | 2035 | 2036 | 2037 | 2038 | 2039 | 2040 | 2041 | 2042
Brant | Brantford TS (T3/T4) | 134.6905 | 139.0972 | 144.2476 | 130.096 | 130.7555 | 131.4703 | 131.9608 | 136.4779 | 146.6364 | 151.8628 | 157.7584 | 163.9562 | 170.2218 | 177.1009 | 184.3208 | 191.6613 | 199.7454 | 207.6113 | 210.0848 | 212.5599
| Brant TS (T1/T2) | 65.0738 | 74.9087 | 75.8974 | 76.9461 | 77.432 | 77.9541 | 78.4085 | 80.109 | 82.0416 | 84.2095 | 86.5533 | 88.9014 | 91.2549 | 96.0267 | 98.7524 | 101.606 | 104.7332 | 107.7508 | 109.0823 | 110.4182
| Powerline MTS (T1/T2) | 72.2793 | 72.0628 | 79.3867 | 98.3759 | 97.8589 | 98.4009 | 98.781 | 102.0497 | 105.5929 | 109.6786 | 113.7861 | 118.03 | 122.5397 | 127.4633 | 132.519 | 137.8046 | 143.4353 | 149.2166 | 150.9942 | 152.7821
Woodstock | Commerce Way TS (T1/T2) | 26.8919 | 28.0177 | 29.6365 | 31.1063 | 32.4026 | 33.6633 | 34.8592 | 34.845 | 34.9483 | 35.1207 | 35.3115 | 35.5847 | 35.6815 | 35.9184 | 38.9677 | 39.3039 | 39.5726 | 39.8424 | 40.1234 | 40.4048
| Woodstock TS (T1/T2) | 64.5976 | 67.2777 | 68.0687 | 68.4039 | 68.49 | 68.5076 | 68.4386 | 68.439 | 68.677 | 69.3735 | 69.8988 | 70.2723 | 70.6744 | 71.2385 | 71.816 | 72.4539 | 73.2392 | 73.9863 | 74.631 | 75.2818
| CTS6 | 12.1174 | 11.9705 | 11.8236 | 14.6143 | 14.4674 | 14.3205 | 14.1737 | 14.1002 | 14.0268 | 13.9534 | 13.8799 | 13.8065 | 13.733 | 13.733 | 13.733 | 13.733 | 13.733 | 13.733 | 13.733 | 13.733
Caledonia Norfolk | Caledonia TS (T1/T2) | 48.6003 | 54.2319 | 57.4246 | 69.1088 | 72.1155 | 73.3875 | 75.8507 | 78.3488 | 80.9585 | 82.8204 | 84.6578 | 91.9045 | 93.7948 | 95.9735 | 98.0635 | 100.253 | 102.358 | 104.4751 | 106.6308 | 108.8747
| Bloomsburg DS (T1/T2) | 43.2093 | 43.5204 | 43.5913 | 43.8023 | 43.9101 | 44.1615 | 44.0808 | 44.1775 | 44.3211 | 44.6483 | 45.0238 | 48.1272 | 48.5276 | 48.7526 | 49.7542 | 50.0273 | 50.2985 | 50.5629 | 50.8518 | 51.1369
| Norfolk TS (T1/T2) | 69.6145 | 75.7659 | 83.5948 | 83.9235 | 85.2816 | 85.4181 | 88.2344 | 88.3211 | 92.4089 | 95.2256 | 96.0034 | 97.698 | 100.6684 | 101.202 | 103.4937 | 104.1453 | 104.8056 | 105.4438 | 106.1203 | 106.8808
| Jarvis TS (T3/T4) | 44.4065 | 45.2944 | 48.2017 | 49.1508 | 49.896 | 50.6654 | 51.3646 | 52.1064 | 52.9721 | 53.948 | 55.1881 | 56.39 | 57.3532 | 58.3848 | 60.1032 | 61.245 | 62.4568 | 63.5963 | 64.7654 | 65.9438
| CTS1 | 102.0761 | 102.0761 | 103.0041 | 112.2837 | 115.9956 | 163.3218 | 348.9147 | 386.0332 | 386.0332 | 386.0332 | 386.0332 | 386.0332 | 386.0332 | 386.0332 | 386.0332 | 386.0332 | 386.0332 | 386.0332 | 386.0332 | 386.0332
| CTS2 | 48.5 | 49.5 | 49.5 | 49.5 | 49.5 | 50.5 | 50.5 | 50.5 | 51.5 | 51.5 | 51.5 | 52.5 | 52.5 | 52.5 | 53.5 | 53.5 | 53.5 | 54.5 | 54.5 | 54.5
Hamilton | Dundas TS 1 (T1/T2) | 106.4235 | 107.8131 | 114.4361 | 141.1407 | 141.2916 | 141.4769 | 141.7705 | 142.166 | 143.1455 | 144.403 | 145.9808 | 147.6098 | 149.4888 | 151.5385 | 153.942 | 156.1404 | 158.3511 | 160.4722 | 162.5471 | 164.6002
| Dundas TS 2 (T5/T6) | 82.1994 | 84.6995 | 86.7449 | 91.221 | 90.9269 | 90.6637 | 91.0372 | 91.4742 | 92.8623 | 94.3541 | 96.6086 | 98.8926 | 101.5929 | 104.386 | 107.4351 | 110.3837 | 113.3622 | 116.3749 | 119.1955 | 121.9989
| Horning TS (T3/T4) | 75.5156 | 76.791 | 78.1475 | 79.845 | 81.2502 | 82.6088 | 83.8848 | 85.14 | 86.6055 | 88.2442 | 90.784 | 93.2093 | 95.9465 | 99.0725 | 102.4832 | 105.9152 | 109.3441 | 112.7815 | 115.9551 | 119.1123
| Mohawk TS (T1/T2) | 82.2777 | 83.6132 | 85.1091 | 86.968 | 88.4397 | 89.8721 | 91.2148 | 92.5374 | 94.1555 | 96.0033 | 98.8768 | 101.5434 | 104.5241 | 107.9826 | 111.6654 | 115.4933 | 119.3235 | 123.1781 | 126.7295 | 130.2678
| Nebo TS (T1/T2) | 188.4223 | 206.2283 | 211.5652 | 225.7083 | 237.2728 | 241.015 | 244.7334 | 248.3655 | 252.5445 | 257.0834 | 262.2495 | 267.175 | 272.165 | 277.567 | 283.3332 | 288.5057 | 293.5376 | 298.6635 | 303.6554 | 308.6779
| Nebo TS (T3/T4) | 61.1919 | 62.2109 | 63.3306 | 64.7187 | 65.8397 | 66.9289 | 67.9559 | 68.9659 | 70.1895 | 71.6414 | 73.7743 | 75.8195 | 78.0672 | 80.6805 | 83.4319 | 86.2776 | 89.0639 | 91.8989 | 94.5119 | 97.1146
| Lake TS (T1/T2) | 59.6621 | 60.5229 | 61.5458 | 62.8119 | 63.763 | 64.6955 | 65.5658 | 66.4235 | 67.5318 | 68.8241 | 70.8375 | 72.6872 | 74.8483 | 77.1565 | 79.6944 | 82.3322 | 85.0147 | 87.7103 | 90.1892 | 92.6622
| Lake TS (T3/T4) | 54.3697 | 55.9518 | 57.1933 | 61.7249 | 64.97 | 67.6762 | 68.9577 | 70.2012 | 71.6573 | 73.2703 | 75.6947 | 77.9755 | 80.6167 | 83.4122 | 86.4222 | 89.5188 | 92.6635 | 95.8371 | 98.7563 | 101.6672
| Winona TS (T1/T2) | 52.8887 | 53.883 | 53.4818 | 53.0792 | 52.4575 | 51.8692 | 51.2047 | 51.6589 | 52.3159 | 53.2881 | 54.9385 | 56.4412 | 57.9766 | 59.7101 | 61.6052 | 63.6226 | 65.7457 | 67.7797 | 69.6495 | 71.5142
| Newton TS (T1/T2) | 52.7629 | 53.9131 | 59.4077 | 64.9034 | 69.6435 | 71.2097 | 72.6373 | 73.8199 | 75.2273 | 76.8271 | 79.2764 | 81.5794 | 84.0729 | 86.8895 | 89.8641 | 92.9487 | 96.067 | 99.2427 | 102.1662 | 105.0795
| Stirton TS (T3/T4) | 54.5258 | 54.4364 | 55.0869 | 54.698 | 55.5851 | 56.4513 | 57.2642 | 58.0632 | 59.0629 | 60.2125 | 61.9958 | 63.7037 | 65.5289 | 67.618 | 69.8444 | 72.1869 | 74.6037 | 76.9933 | 79.1928 | 81.3855
| Birmingham TS (T1/T2) | 11.3504 | 11.8666 | 12.3948 | 13.0275 | 13.5979 | 14.1507 | 14.7131 | 15.2452 | 15.8166 | 16.4147 | 17.2658 | 18.081 | 18.9884 | 19.9626 | 20.9798 | 22.019 | 23.0693 | 24.1426 | 25.1292 | 26.1122
| Birmingham (T3/T4) | 61.5877 | 62.3756 | 63.3039 | 64.4743 | 65.4092 | 66.321 | 67.255 | 68.0892 | 69.1033 | 70.2209 | 71.8156 | 73.2719 | 74.8388 | 76.5601 | 78.4164 | 80.3707 | 82.3415 | 84.3599 | 86.2089 | 88.0493
| Gage TS (T11/T12) | 31.5614 | 31.8606 | 33.004 | 34.1628 | 35.2066 | 36.2382 | 37.2473 | 38.2007 | 39.2528 | 39.8002 | 40.5866 | 41.2796 | 42.007 | 42.8206 | 43.7216 | 44.6903 | 45.6659 | 46.6662 | 47.5805 | 48.49
| Gage TS (T8/T9) | 16.6991 | 16.7044 | 17.2703 | 17.8499 | 18.3666 | 18.8832 | 19.3933 | 19.8795 | 20.4206 | 20.5926 | 20.8428 | 21.0476 | 21.2507 | 21.4883 | 21.766 | 22.0773 | 22.39 | 22.7114 | 23.0038 | 23.2945
| Elgin TS (T5/T6) | 81.1464 | 82.4917 | 85.8058 | 90.5549 | 94.643 | 99.1773 | 100.8195 | 102.6775 | 104.7852 | 107.041 | 110.2574 | 113.2638 | 116.5547 | 120.1193 | 123.8975 | 127.8115 | 131.7698 | 135.8127 | 139.5224 | 143.2163
| Kenilworth TS (T2/T3) | 43.091 | 43.698 | 44.4056 | 45.2947 | 46.0113 | 46.7099 | 47.4254 | 48.0669 | 48.8393 | 49.6869 | 50.8962 | 52.0044 | 53.1995 | 54.5083 | 55.9181 | 57.3995 | 58.8935 | 60.4235 | 61.8253 | 63.2207
| Beach TS (T3/T4) | 14.3832 | 14.662 | 14.9942 | 15.3998 | 16.0406 | 16.3464 | 16.6438 | 16.9291 | 17.2897 | 17.7032 | 18.3239 | 18.8847 | 19.5163 | 20.2256 | 20.9856 | 21.7743 | 22.5838 | 23.3927 | 24.1347 | 24.8756
| Beach TS (T5/T6) | 58.7193 | 59.3828 | 60.2427 | 61.3281 | 63.3143 | 64.0521 | 64.722 | 65.3805 | 66.3149 | 67.4478 | 69.2415 | 70.8379 | 72.6559 | 74.7632 | 77.0391 | 79.416 | 81.8641 | 84.293 | 86.5249 | 88.7518
| CTS3 | 24 | 24.5 | 37.5 | 37.5 | 37.5 | 41.5 | 43 | 43 | 47 | 47 | 47 | 47 | 51 | 51 | 51 | 53 | 53 | 55 | 55 | 55
| CTS4 | 60.4348 | 60.4348 | 60.4348 | 64.212 | 64.212 | 64.212 | 64.212 | 64.212 | 64.212 | 64.212 | 64.212 | 64.212 | 64.212 | 64.212 | 64.212 | 64.212 | 64.212 | 64.212 | 64.212 | 64.212
| CTS5 | 114.7136 | 114.7136 | 114.7136 | 114.7136 | 354.9194 | 354.9194 | 354.9194 | 358.7688 | 358.7688 | 358.7688 | 358.7688 | 358.7688 | 358.7688 | 358.7688 | 358.7688 | 358.7688 | 358.7688 | 358.7688 | 358.7688 | 358.7688
Total Subregion | Brant | 272.0436 | 286.0687 | 299.5317 | 305.4181 | 306.0465 | 307.8254 | 309.1503 | 318.6366 | 334.2709 | 345.7508 | 358.0978 | 370.8877 | 384.0165 | 400.5909 | 415.5922 | 431.072 | 447.9139 | 464.5787 | 470.1613 | 475.7601
| Woodstock | 103.607 | 107.2658 | 109.5288 | 114.1244 | 115.36 | 116.4915 | 117.4715 | 117.3842 | 117.6521 | 118.4476 | 119.0902 | 119.6635 | 120.0889 | 120.8899 | 124.5167 | 125.4908 | 126.5448 | 127.5618 | 128.4874 | 129.4197
| Caledonia-Norfolk | 356.4067 | 370.3887 | 385.3164 | 407.7691 | 416.6988 | 467.4542 | 658.9453 | 699.487 | 708.1938 | 714.1756 | 718.4064 | 732.6529 | 738.8772 | 742.8462 | 750.9478 | 755.2037 | 759.4522 | 764.6114 | 768.9016 | 773.3695
| Hamilton | 1387.9264 | 1422.7532 | 1470.1186 | 1545.3367 | 1820.6611 | 1846.9775 | 1866.5771 | 1889.2653 | 1917.1011 | 1943.0396 | 1980.2277 | 2015.2887 | 2057.82 | 2100.4425 | 2146.4262 | 2194.8647 | 2241.6357 | 2290.715 | 2334.459 | 2378.0714
| All Subregion | 2119.9836 | 2186.4764 | 2264.4956 | 2372.6483 | 2658.7663 | 2738.7486 | 2952.1441 | 3024.7731 | 3077.2179 | 3121.4136 | 3175.822 | 3238.4928 | 3300.8026 | 3364.7694 | 3437.483 | 3506.6312 | 3575.5466 | 3647.4669 | 3702.0094 | 3756.6207

## Table 5
Non-Coincident Extreme Weather Net Station Peak Demand Forecast, SUMMER (MW)
Subregion | Transformer Station | 2023 | 2024 | 2025 | 2026 | 2027 | 2028 | 2029 | 2030 | 2031 | 2032 | 2033 | 2034 | 2035 | 2036 | 2037 | 2038 | 2039 | 2040 | 2041 | 2042
Brant | Brantford TS (T3/T4) | 150.3798 | 155.4024 | 161.2441 | 145.5955 | 146.4406 | 147.3441 | 148.0243 | 153.1839 | 164.0114 | 169.9323 | 176.5509 | 183.5005 | 190.5474 | 198.2397 | 206.3057 | 214.5251 | 223.5242 | 232.3411 | 235.1115 | 237.8866
| Brant TS (T1/T2) | 79.22 | 91.2242 | 92.5082 | 93.8493 | 94.5475 | 95.2842 | 95.9555 | 98.1398 | 100.5723 | 103.2571 | 106.1359 | 109.038 | 111.9643 | 117.3279 | 120.6662 | 124.1542 | 127.9385 | 131.635 | 133.2648 | 134.9016
| Powerline MTS (T1/T2) | 77.6934 | 77.5025 | 85.4107 | 105.8626 | 105.358 | 105.9907 | 106.4614 | 110.0373 | 113.9001 | 118.3178 | 122.7713 | 127.3742 | 132.2577 | 137.5704 | 143.0304 | 148.7366 | 154.8046 | 161.0401 | 162.9595 | 164.8915
Woodstock | Commerce Way TS (T1/T2) | 42.953 | 44.8361 | 47.4284 | 49.7752 | 51.9248 | 54.0187 | 56.0356 | 56.1749 | 56.4327 | 56.7608 | 57.1082 | 57.5392 | 57.7949 | 58.1917 | 61.4021 | 61.9006 | 62.3328 | 62.7673 | 63.2142 | 63.6627
| Woodstock TS (T1/T2) | 68.1129 | 70.9748 | 71.8354 | 72.2141 | 72.3417 | 72.3945 | 72.3608 | 72.3967 | 72.6706 | 73.403 | 73.9646 | 74.3746 | 74.8135 | 75.4145 | 76.0293 | 76.7047 | 77.5279 | 78.313 | 78.996 | 79.6855
| CTS6 | 16.5 | 16.3 | 16.1 | 19.9 | 19.7 | 19.5 | 19.3 | 19.2 | 19.1 | 19 | 18.9 | 18.8 | 18.7 | 18.7 | 18.7 | 18.7 | 18.7 | 18.7 | 18.7 | 18.7
Caledonia Norfolk | Caledonia TS (T1/T2) | 50.2525 | 56.0703 | 59.3732 | 71.4299 | 74.5469 | 75.8749 | 78.4355 | 81.0311 | 83.7382 | 85.6708 | 87.5756 | 94.893 | 96.8506 | 99.0996 | 101.2605 | 103.5218 | 105.6962 | 107.8839 | 110.1102 | 112.4278
| Bloomsburg DS (T1/T2) | 45.3047 | 45.6461 | 45.7342 | 45.9669 | 46.0946 | 46.3721 | 46.3055 | 46.4223 | 46.5854 | 46.9384 | 47.34 | 50.4695 | 50.8963 | 51.1352 | 52.1506 | 52.4376 | 52.7229 | 53.0014 | 53.3045 | 53.6038
| Norfolk TS (T1/T2) | 69.6145 | 75.7659 | 83.5948 | 83.9235 | 85.2816 | 85.4181 | 88.2344 | 88.3211 | 92.4089 | 95.2256 | 96.0034 | 97.698 | 100.6684 | 101.202 | 103.4937 | 104.1453 | 104.8056 | 105.4438 | 106.1203 | 106.8808
| Jarvis TS (T3/T4) | 47.6343 | 48.6175 | 51.7558 | 52.795 | 53.6251 | 54.4794 | 55.2636 | 56.0905 | 57.0413 | 58.1026 | 59.4281 | 60.7156 | 61.7646 | 62.8821 | 64.6865 | 65.9146 | 67.2128 | 68.439 | 69.6954 | 70.9618
| CTS1 | 110 | 110 | 111 | 121 | 125 | 176 | 376 | 416 | 416 | 416 | 416 | 416 | 416 | 416 | 416 | 416 | 416 | 416 | 416 | 416
| CTS2 | 48.5 | 49.5 | 49.5 | 49.5 | 49.5 | 50.5 | 50.5 | 50.5 | 51.5 | 51.5 | 51.5 | 52.5 | 52.5 | 52.5 | 53.5 | 53.5 | 53.5 | 54.5 | 54.5 | 54.5
Hamilton | Dundas TS 1 (T1/T2) | 113.2239 | 114.7523 | 121.8415 | 150.2991 | 150.5178 | 150.7705 | 151.1511 | 151.6334 | 152.7257 | 154.0963 | 155.8059 | 157.5659 | 159.5841 | 161.7769 | 164.3251 | 166.6683 | 169.0245 | 171.2926 | 173.508 | 175.7011
| Dundas TS 2 (T5/T6) | 83.1154 | 85.6495 | 87.7229 | 92.2539 | 91.9625 | 91.7021 | 92.0869 | 92.5353 | 93.9442 | 95.4571 | 97.74 | 100.0522 | 102.7841 | 105.6104 | 108.6934 | 111.676 | 114.6889 | 117.7367 | 120.5899 | 123.4259
| Horning TS (T3/T4) | 80.4416 | 81.8473 | 83.3279 | 85.1705 | 86.716 | 88.2102 | 89.6244 | 91.0129 | 92.612 | 94.3855 | 97.1151 | 99.728 | 102.6775 | 106.0274 | 109.6672 | 113.3289 | 116.9902 | 120.665 | 124.0572 | 127.4322
| Mohawk TS (T1/T2) | 85.3712 | 86.7913 | 88.3679 | 90.3211 | 91.8841 | 93.4045 | 94.837 | 96.2461 | 97.9511 | 99.8865 | 102.8834 | 105.6719 | 108.7905 | 112.3946 | 116.2263 | 120.2034 | 124.1847 | 128.1935 | 131.887 | 135.5668
| Nebo TS (T1/T2) | 195.2992 | 213.7976 | 219.3547 | 234.0365 | 246.0668 | 249.9848 | 253.8814 | 257.6911 | 262.0492 | 266.7692 | 272.1389 | 277.2687 | 282.4739 | 288.0971 | 294.0879 | 299.4496 | 304.6732 | 309.9943 | 315.1758 | 320.3892
| Nebo TS (T3/T4) | 63.4385 | 64.5178 | 65.6949 | 67.1503 | 68.3363 | 69.4881 | 70.5791 | 71.6508 | 72.9363 | 74.4506 | 76.6714 | 78.8034 | 81.1494 | 83.8664 | 86.7238 | 89.6758 | 92.5697 | 95.5146 | 98.2288 | 100.9323
| Lake TS (T1/T2) | 60.481 | 61.3635 | 62.4071 | 63.6974 | 64.6719 | 65.627 | 66.5204 | 67.4002 | 68.5308 | 69.8456 | 71.8906 | 73.7716 | 75.968 | 78.3136 | 80.8897 | 83.5658 | 86.287 | 89.0222 | 91.5374 | 94.0467
| Lake TS (T3/T4) | 54.8787 | 56.4813 | 57.7381 | 62.3157 | 65.5967 | 68.3335 | 69.6332 | 70.8941 | 72.3677 | 73.9983 | 76.4477 | 78.753 | 81.422 | 84.2468 | 87.2869 | 90.4136 | 93.5887 | 96.7934 | 99.7413 | 102.6807
| Winona TS (T1/T2) | 55.0189 | 56.0769 | 55.6757 | 55.2731 | 54.6514 | 54.0631 | 53.3986 | 53.8953 | 54.5948 | 55.6167 | 57.3371 | 58.909 | 60.5227 | 62.3389 | 64.3185 | 66.4207 | 68.6295 | 70.7511 | 72.7016 | 74.6467
| Newton TS (T1/T2) | 53.2589 | 54.425 | 59.9753 | 65.5272 | 70.3187 | 71.9055 | 73.3537 | 74.5539 | 75.979 | 77.5967 | 80.0712 | 82.3991 | 84.9207 | 87.767 | 90.772 | 93.8871 | 97.0362 | 100.2434 | 103.1958 | 106.138
| Stirton TS (T3/T4) | 56.4882 | 56.418 | 57.1068 | 56.7179 | 57.6593 | 58.5778 | 59.4442 | 60.2947 | 61.3459 | 62.5476 | 64.4042 | 66.1846 | 68.0918 | 70.2675 | 72.5824 | 75.0137 | 77.5202 | 80.0016 | 82.2855 | 84.5623
| Birmingham TS (T1/T2) | 11.7172 | 12.2527 | 12.7995 | 13.4537 | 14.045 | 14.6179 | 15.2009 | 15.7528 | 16.3441 | 16.9623 | 17.8416 | 18.6847 | 19.6237 | 20.6311 | 21.6824 | 22.7558 | 23.8407 | 24.9493 | 25.9683 | 26.9838
| Birmingham (T3/T4) | 63.5778 | 64.4029 | 65.3666 | 66.5785 | 67.5534 | 68.504 | 69.4774 | 70.3497 | 71.4019 | 72.5581 | 74.2069 | 75.7168 | 77.3444 | 79.1297 | 81.0514 | 83.0713 | 85.1084 | 87.1947 | 89.1061 | 91.0087
| Gage TS (T11/T12) | 33.644 | 33.973 | 35.1982 | 36.4387 | 37.5642 | 38.6775 | 39.7683 | 40.8035 | 41.9373 | 42.5242 | 43.3664 | 44.1145 | 44.9042 | 45.7836 | 46.7519 | 47.788 | 48.8318 | 49.9018 | 50.8803 | 51.8538
| Gage TS (T8/T9) | 17.801 | 17.8134 | 18.4201 | 19.0407 | 19.5982 | 20.1556 | 20.7065 | 21.2336 | 21.8156 | 22.0007 | 22.2694 | 22.4924 | 22.7161 | 22.9755 | 23.2754 | 23.609 | 23.9443 | 24.2888 | 24.6024 | 24.9143
| Elgin TS (T5/T6) | 84.0049 | 85.4137 | 88.8523 | 93.7746 | 98.0219 | 102.731 | 104.4446 | 106.3847 | 108.5748 | 110.9135 | 114.2468 | 117.3688 | 120.7905 | 124.4931 | 128.4124 | 132.4679 | 136.5694 | 140.7584 | 144.6029 | 148.4309
| Kenilworth TS (T2/T3) | 48.5105 | 49.2272 | 50.0391 | 51.0503 | 51.885 | 52.6976 | 53.5293 | 54.283 | 55.1679 | 56.1288 | 57.4978 | 58.7638 | 60.1376 | 61.6348 | 63.2374 | 64.912 | 66.6015 | 68.3312 | 69.917 | 71.4957
| Beach TS (T3/T4) | 15.7095 | 16.0305 | 16.4029 | 16.8555 | 17.5418 | 17.8915 | 18.2337 | 18.5622 | 18.966 | 19.4232 | 20.1054 | 20.727 | 21.4273 | 22.2093 | 23.0435 | 23.9066 | 24.7913 | 25.6772 | 26.49 | 27.3015
| Beach TS (T5/T6) | 64.1221 | 64.9156 | 65.8994 | 67.1296 | 69.256 | 70.1289 | 70.9368 | 71.7284 | 72.7961 | 74.0637 | 76.0467 | 77.8304 | 79.8603 | 82.1911 | 84.6956 | 87.3018 | 89.9819 | 92.6478 | 95.0979 | 97.5422
| CTS3 | 24 | 24.5 | 37.5 | 37.5 | 37.5 | 41.5 | 43 | 43 | 47 | 47 | 47 | 47 | 51 | 51 | 51 | 53 | 53 | 55 | 55 | 55
| CTS4 | 80 | 80 | 80 | 85 | 85 | 85 | 85 | 85 | 85 | 85 | 85 | 85 | 85 | 85 | 85 | 85 | 85 | 85 | 85 | 85
| CTS5 | 149 | 149 | 149 | 149 | 461 | 461 | 461 | 466 | 466 | 466 | 466 | 466 | 466 | 466 | 466 | 466 | 466 | 466 | 466 | 466

## Table 8
Hourly Load Profiles and Hourly Need Profiles in 2042
Area/Station: |  |  |  | Norfolk-Bloomsburg Area |  | Bloomsburg DS |  | Norfolk TS
Year | Month | Day | Hour Ending | Demand (MW) | Need (MW) | Demand (MW) | Need (MW) | Demand (MW) | Need (MW)
2023 | 1 | 1 | 2 | 45.4576 | 0 | 17.8537 | 0 | 27.6039 | 0
2023 | 1 | 1 | 3 | 44.1884 | 0 | 17.3553 | 0 | 26.8331 | 0
2023 | 1 | 1 | 4 | 44.6298 | 0 | 17.5286 | 0 | 27.1012 | 0
2023 | 1 | 1 | 5 | 43.9291 | 0 | 17.2534 | 0 | 26.6757 | 0
2023 | 1 | 1 | 6 | 44.1667 | 0 | 17.3468 | 0 | 26.82 | 0
2023 | 1 | 1 | 7 | 43.1731 | 0 | 16.9565 | 0 | 26.2166 | 0
2023 | 1 | 1 | 8 | 45.4579 | 0 | 17.8539 | 0 | 27.604 | 0
2023 | 1 | 1 | 9 | 48.3235 | 0 | 18.9793 | 0 | 29.3442 | 0
2023 | 1 | 1 | 10 | 48.1908 | 0 | 18.9272 | 0 | 29.2635 | 0
2023 | 1 | 1 | 11 | 46.5101 | 0 | 18.2671 | 0 | 28.243 | 0
2023 | 1 | 1 | 12 | 45.1479 | 0 | 17.7321 | 0 | 27.4158 | 0
2023 | 1 | 1 | 13 | 52.1698 | 0 | 20.49 | 0 | 31.6798 | 0
2023 | 1 | 1 | 14 | 54.1474 | 0 | 21.2667 | 0 | 32.8807 | 0
2023 | 1 | 1 | 15 | 54.9677 | 0 | 21.5889 | 0 | 33.3788 | 0
2023 | 1 | 1 | 16 | 55.1391 | 0 | 21.6562 | 0 | 33.4829 | 0
2023 | 1 | 1 | 17 | 59.5414 | 0 | 23.3853 | 0 | 36.1562 | 0
2023 | 1 | 1 | 18 | 68.6146 | 0 | 26.9488 | 0 | 41.6658 | 0
2023 | 1 | 1 | 19 | 67.466 | 0 | 26.4977 | 0 | 40.9683 | 0
2023 | 1 | 1 | 20 | 64.5607 | 0 | 25.3566 | 0 | 39.2041 | 0
2023 | 1 | 1 | 21 | 61.8482 | 0 | 24.2913 | 0 | 37.557 | 0
2023 | 1 | 1 | 22 | 58.9294 | 0 | 23.1449 | 0 | 35.7845 | 0
2023 | 1 | 1 | 23 | 56.1314 | 0 | 22.0459 | 0 | 34.0855 | 0
2023 | 1 | 1 | 24 | 52.0128 | 0 | 20.4283 | 0 | 31.5845 | 0
2023 | 1 | 2 | 1 | 51.5665 | 0 | 20.2531 | 0 | 31.3134 | 0
2023 | 1 | 2 | 2 | 43.0302 | 0 | 16.9004 | 0 | 26.1298 | 0
2023 | 1 | 2 | 3 | 39.135 | 0 | 15.3705 | 0 | 23.7645 | 0
2023 | 1 | 2 | 4 | 37.1705 | 0 | 14.5989 | 0 | 22.5716 | 0
2023 | 1 | 2 | 5 | 35.6744 | 0 | 14.0113 | 0 | 21.6631 | 0
2023 | 1 | 2 | 6 | 33.9586 | 0 | 13.3374 | 0 | 20.6212 | 0
2023 | 1 | 2 | 7 | 38.7651 | 0 | 15.2252 | 0 | 23.5399 | 0
2023 | 1 | 2 | 8 | 43.2332 | 0 | 16.9801 | 0 | 26.2531 | 0
2023 | 1 | 2 | 9 | 50.4615 | 0 | 19.8191 | 0 | 30.6425 | 0
2023 | 1 | 2 | 10 | 58.5432 | 0 | 22.9932 | 0 | 35.55 | 0
2023 | 1 | 2 | 11 | 62.5544 | 0 | 24.5686 | 0 | 37.9858 | 0
2023 | 1 | 2 | 12 | 64.472 | 0 | 25.3218 | 0 | 39.1503 | 0
2023 | 1 | 2 | 13 | 56.5887 | 0 | 22.2255 | 0 | 34.3631 | 0
2023 | 1 | 2 | 14 | 56.4927 | 0 | 22.1879 | 0 | 34.3049 | 0
2023 | 1 | 2 | 15 | 57.1348 | 0 | 22.44 | 0 | 34.6948 | 0
2023 | 1 | 2 | 16 | 57.9859 | 0 | 22.7743 | 0 | 35.2116 | 0
2023 | 1 | 2 | 17 | 60.1745 | 0 | 23.6339 | 0 | 36.5406 | 0
2023 | 1 | 2 | 18 | 63.6917 | 0 | 25.0153 | 0 | 38.6764 | 0
2023 | 1 | 2 | 19 | 72.5687 | 0 | 28.5018 | 0 | 44.0669 | 0
2023 | 1 | 2 | 20 | 69.8418 | 0 | 27.4308 | 0 | 42.411 | 0
2023 | 1 | 2 | 21 | 64.4492 | 0 | 25.3128 | 0 | 39.1364 | 0
2023 | 1 | 2 | 22 | 60.9238 | 0 | 23.9282 | 0 | 36.9956 | 0
2023 | 1 | 2 | 23 | 57.7223 | 0 | 22.6708 | 0 | 35.0515 | 0
2023 | 1 | 2 | 24 | 54.8756 | 0 | 21.5527 | 0 | 33.3229 | 0
2023 | 1 | 3 | 1 | 50.5191 | 0 | 19.8417 | 0 | 30.6774 | 0
2023 | 1 | 3 | 2 | 55.9226 | 0 | 21.964 | 0 | 33.9587 | 0
2023 | 1 | 3 | 3 | 54.6723 | 0 | 21.4729 | 0 | 33.1994 | 0
2023 | 1 | 3 | 4 | 54.4829 | 0 | 21.3985 | 0 | 33.0844 | 0
2023 | 1 | 3 | 5 | 54.578 | 0 | 21.4358 | 0 | 33.1422 | 0
2023 | 1 | 3 | 6 | 56.0973 | 0 | 22.0326 | 0 | 34.0648 | 0
2023 | 1 | 3 | 7 | 56.0039 | 0 | 21.9959 | 0 | 34.008 | 0
2023 | 1 | 3 | 8 | 61.9032 | 0 | 24.3128 | 0 | 37.5903 | 0
2023 | 1 | 3 | 9 | 69.5651 | 0 | 27.3221 | 0 | 42.243 | 0
2023 | 1 | 3 | 10 | 72.9896 | 0 | 28.6671 | 0 | 44.3225 | 0
2023 | 1 | 3 | 11 | 71.4596 | 0 | 28.0662 | 0 | 43.3934 | 0
2023 | 1 | 3 | 12 | 68.4015 | 0 | 26.8651 | 0 | 41.5364 | 0
2023 | 1 | 3 | 13 | 53.4311 | 0 | 20.9854 | 0 | 32.4457 | 0
2023 | 1 | 3 | 14 | 51.6874 | 0 | 20.3005 | 0 | 31.3868 | 0
2023 | 1 | 3 | 15 | 53.5275 | 0 | 21.0233 | 0 | 32.5043 | 0
2023 | 1 | 3 | 16 | 56.3988 | 0 | 22.151 | 0 | 34.2478 | 0
2023 | 1 | 3 | 17 | 62.7436 | 0 | 24.6429 | 0 | 38.1007 | 0
2023 | 1 | 3 | 18 | 72.9106 | 0 | 28.6361 | 0 | 44.2745 | 0
2023 | 1 | 3 | 19 | 81.1068 | 1.1068 | 31.8552 | 0 | 49.2516 | 0
2023 | 1 | 3 | 20 | 80.5639 | 0.5639 | 31.642 | 0 | 48.9219 | 0
2023 | 1 | 3 | 21 | 78.5401 | 0 | 30.8471 | 0 | 47.693 | 0
2023 | 1 | 3 | 22 | 76.0956 | 0 | 29.887 | 0 | 46.2086 | 0
2023 | 1 | 3 | 23 | 72.8332 | 0 | 28.6057 | 0 | 44.2275 | 0
2023 | 1 | 3 | 24 | 67.3608 | 0 | 26.4564 | 0 | 40.9044 | 0
2023 | 1 | 4 | 1 | 63.3017 | 0 | 24.8621 | 0 | 38.4396 | 0
2023 | 1 | 4 | 2 | 64.6576 | 0 | 25.3947 | 0 | 39.2629 | 0
2023 | 1 | 4 | 3 | 62.3138 | 0 | 24.4741 | 0 | 37.8397 | 0
2023 | 1 | 4 | 4 | 61.2783 | 0 | 24.0674 | 0 | 37.2109 | 0
2023 | 1 | 4 | 5 | 61.2963 | 0 | 24.0745 | 0 | 37.2218 | 0
2023 | 1 | 4 | 6 | 62.2251 | 0 | 24.4393 | 0 | 37.7858 | 0
2023 | 1 | 4 | 7 | 67.536 | 0 | 26.5252 | 0 | 41.0108 | 0
2023 | 1 | 4 | 8 | 72.6448 | 0 | 28.5317 | 0 | 44.1131 | 0
2023 | 1 | 4 | 9 | 78.1834 | 0 | 30.707 | 0 | 47.4764 | 0
2023 | 1 | 4 | 10 | 76.8273 | 0 | 30.1744 | 0 | 46.6529 | 0
2023 | 1 | 4 | 11 | 70.835 | 0 | 27.8209 | 0 | 43.0141 | 0
2023 | 1 | 4 | 12 | 63.9113 | 0 | 25.1015 | 0 | 38.8097 | 0
2023 | 1 | 4 | 13 | 52.4863 | 0 | 20.6143 | 0 | 31.872 | 0
2023 | 1 | 4 | 14 | 49.5448 | 0 | 19.459 | 0 | 30.0858 | 0
2023 | 1 | 4 | 15 | 49.3298 | 0 | 19.3746 | 0 | 29.9553 | 0
2023 | 1 | 4 | 16 | 51.451 | 0 | 20.2077 | 0 | 31.2433 | 0
2023 | 1 | 4 | 17 | 57.8012 | 0 | 22.7018 | 0 | 35.0994 | 0
2023 | 1 | 4 | 18 | 69.2202 | 0 | 27.1866 | 0 | 42.0335 | 0
2023 | 1 | 4 | 19 | 73.1452 | 0 | 28.7282 | 0 | 44.417 | 0
2023 | 1 | 4 | 20 | 71.75 | 0 | 28.1802 | 0 | 43.5697 | 0
2023 | 1 | 4 | 21 | 69.2199 | 0 | 27.1865 | 0 | 42.0334 | 0
2023 | 1 | 4 | 22 | 66.9148 | 0 | 26.2812 | 0 | 40.6336 | 0
2023 | 1 | 4 | 23 | 63.9483 | 0 | 25.1161 | 0 | 38.8322 | 0
2023 | 1 | 4 | 24 | 58.8235 | 0 | 23.1033 | 0 | 35.7202 | 0
2023 | 1 | 5 | 1 | 55.6485 | 0 | 21.8563 | 0 | 33.7922 | 0
2023 | 1 | 5 | 2 | 51.4779 | 0 | 20.2183 | 0 | 31.2596 | 0
2023 | 1 | 5 | 3 | 49.407 | 0 | 19.4049 | 0 | 30.0021 | 0
2023 | 1 | 5 | 4 | 48.6499 | 0 | 19.1075 | 0 | 29.5423 | 0
2023 | 1 | 5 | 5 | 48.4069 | 0 | 19.0121 | 0 | 29.3948 | 0
2023 | 1 | 5 | 6 | 49.4599 | 0 | 19.4257 | 0 | 30.0342 | 0
2023 | 1 | 5 | 7 | 51.7692 | 0 | 20.3327 | 0 | 31.4365 | 0
2023 | 1 | 5 | 8 | 57.0796 | 0 | 22.4184 | 0 | 34.6612 | 0
2023 | 1 | 5 | 9 | 63.6109 | 0 | 24.9836 | 0 | 38.6273 | 0
2023 | 1 | 5 | 10 | 64.5011 | 0 | 25.3332 | 0 | 39.1679 | 0
2023 | 1 | 5 | 11 | 61.651 | 0 | 24.2138 | 0 | 37.4372 | 0
2023 | 1 | 5 | 12 | 58.7625 | 0 | 23.0793 | 0 | 35.6832 | 0
2023 | 1 | 5 | 13 | 55.2257 | 0 | 21.6902 | 0 | 33.5355 | 0
2023 | 1 | 5 | 14 | 54.3285 | 0 | 21.3379 | 0 | 32.9907 | 0
2023 | 1 | 5 | 15 | 54.1424 | 0 | 21.2647 | 0 | 32.8776 | 0
2023 | 1 | 5 | 16 | 55.6305 | 0 | 21.8492 | 0 | 33.7813 | 0
2023 | 1 | 5 | 17 | 59.8007 | 0 | 23.4871 | 0 | 36.3136 | 0
2023 | 1 | 5 | 18 | 67.7797 | 0 | 26.6209 | 0 | 41.1588 | 0
2023 | 1 | 5 | 19 | 73.5646 | 0 | 28.8929 | 0 | 44.6717 | 0
2023 | 1 | 5 | 20 | 71.9589 | 0 | 28.2623 | 0 | 43.6966 | 0
2023 | 1 | 5 | 21 | 68.8044 | 0 | 27.0233 | 0 | 41.781 | 0
2023 | 1 | 5 | 22 | 66.0087 | 0 | 25.9253 | 0 | 40.0834 | 0
2023 | 1 | 5 | 23 | 62.8645 | 0 | 24.6904 | 0 | 38.1741 | 0
2023 | 1 | 5 | 24 | 57.6454 | 0 | 22.6406 | 0 | 35.0048 | 0
2023 | 1 | 6 | 1 | 50.4268 | 0 | 19.8054 | 0 | 30.6214 | 0
2023 | 1 | 6 | 2 | 56.7032 | 0 | 22.2705 | 0 | 34.4327 | 0
2023 | 1 | 6 | 3 | 54.4583 | 0 | 21.3888 | 0 | 33.0695 | 0
2023 | 1 | 6 | 4 | 53.4161 | 0 | 20.9795 | 0 | 32.4366 | 0
2023 | 1 | 6 | 5 | 53.1223 | 0 | 20.8641 | 0 | 32.2582 | 0
2023 | 1 | 6 | 6 | 54.2035 | 0 | 21.2888 | 0 | 32.9148 | 0
2023 | 1 | 6 | 7 | 59.5634 | 0 | 23.3939 | 0 | 36.1695 | 0
2023 | 1 | 6 | 8 | 64.4567 | 0 | 25.3157 | 0 | 39.1409 | 0
2023 | 1 | 6 | 9 | 70.7871 | 0 | 27.8021 | 0 | 42.9851 | 0
2023 | 1 | 6 | 10 | 72.4905 | 0 | 28.4711 | 0 | 44.0194 | 0
2023 | 1 | 6 | 11 | 69.5421 | 0 | 27.3131 | 0 | 42.229 | 0
2023 | 1 | 6 | 12 | 66.1557 | 0 | 25.983 | 0 | 40.1726 | 0
2023 | 1 | 6 | 13 | 61.4817 | 0 | 24.1473 | 0 | 37.3344 | 0
2023 | 1 | 6 | 14 | 60.7826 | 0 | 23.8728 | 0 | 36.9099 | 0
2023 | 1 | 6 | 15 | 61.2393 | 0 | 24.0521 | 0 | 37.1872 | 0
2023 | 1 | 6 | 16 | 64.2964 | 0 | 25.2528 | 0 | 39.0436 | 0
2023 | 1 | 6 | 17 | 67.8648 | 0 | 26.6543 | 0 | 41.2105 | 0
2023 | 1 | 6 | 18 | 74.7431 | 0 | 29.3558 | 0 | 45.3873 | 0
2023 | 1 | 6 | 19 | 76.0066 | 0 | 29.8521 | 0 | 46.1546 | 0
2023 | 1 | 6 | 20 | 74.7006 | 0 | 29.3391 | 0 | 45.3615 | 0
2023 | 1 | 6 | 21 | 71.9537 | 0 | 28.2603 | 0 | 43.6935 | 0
2023 | 1 | 6 | 22 | 69.7909 | 0 | 27.4108 | 0 | 42.3801 | 0
2023 | 1 | 6 | 23 | 67.5992 | 0 | 26.55 | 0 | 41.0492 | 0
2023 | 1 | 6 | 24 | 62.4912 | 0 | 24.5438 | 0 | 37.9474 | 0
2023 | 1 | 7 | 1 | 53.062 | 0 | 20.8404 | 0 | 32.2216 | 0
2023 | 1 | 7 | 2 | 54.1484 | 0 | 21.2671 | 0 | 32.8813 | 0
2023 | 1 | 7 | 3 | 52.0001 | 0 | 20.4234 | 0 | 31.5767 | 0
2023 | 1 | 7 | 4 | 50.6303 | 0 | 19.8853 | 0 | 30.7449 | 0
2023 | 1 | 7 | 5 | 50.3954 | 0 | 19.7931 | 0 | 30.6023 | 0
2023 | 1 | 7 | 6 | 51.0543 | 0 | 20.0519 | 0 | 31.0024 | 0
2023 | 1 | 7 | 7 | 51.7064 | 0 | 20.308 | 0 | 31.3984 | 0
2023 | 1 | 7 | 8 | 54.3653 | 0 | 21.3523 | 0 | 33.013 | 0
2023 | 1 | 7 | 9 | 58.705 | 0 | 23.0567 | 0 | 35.6483 | 0
2023 | 1 | 7 | 10 | 61.1218 | 0 | 24.0059 | 0 | 37.1158 | 0
2023 | 1 | 7 | 11 | 60.486 | 0 | 23.7563 | 0 | 36.7298 | 0
2023 | 1 | 7 | 12 | 58.2757 | 0 | 22.8881 | 0 | 35.3876 | 0
2023 | 1 | 7 | 13 | 61.3936 | 0 | 24.1127 | 0 | 37.2809 | 0
2023 | 1 | 7 | 14 | 59.5635 | 0 | 23.3939 | 0 | 36.1696 | 0
2023 | 1 | 7 | 15 | 59.729 | 0 | 23.4589 | 0 | 36.2701 | 0
2023 | 1 | 7 | 16 | 61.4662 | 0 | 24.1412 | 0 | 37.325 | 0
2023 | 1 | 7 | 17 | 64.9581 | 0 | 25.5127 | 0 | 39.4454 | 0
2023 | 1 | 7 | 18 | 70.7828 | 0 | 27.8004 | 0 | 42.9825 | 0
2023 | 1 | 7 | 19 | 74.3929 | 0 | 29.2182 | 0 | 45.1746 | 0
2023 | 1 | 7 | 20 | 70.7701 | 0 | 27.7954 | 0 | 42.9747 | 0
2023 | 1 | 7 | 21 | 66.3402 | 0 | 26.0555 | 0 | 40.2847 | 0
2023 | 1 | 7 | 22 | 62.9541 | 0 | 24.7256 | 0 | 38.2285 | 0
2023 | 1 | 7 | 23 | 60.0449 | 0 | 23.583 | 0 | 36.4619 | 0
2023 | 1 | 7 | 24 | 56.5716 | 0 | 22.2188 | 0 | 34.3527 | 0
2023 | 1 | 8 | 1 | 49.4232 | 0 | 19.4113 | 0 | 30.0119 | 0
2023 | 1 | 8 | 2 | 43.7216 | 0 | 17.1719 | 0 | 26.5497 | 0
2023 | 1 | 8 | 3 | 41.2508 | 0 | 16.2015 | 0 | 25.0493 | 0
2023 | 1 | 8 | 4 | 39.6988 | 0 | 15.592 | 0 | 24.1069 | 0
2023 | 1 | 8 | 5 | 39.1229 | 0 | 15.3658 | 0 | 23.7572 | 0
2023 | 1 | 8 | 6 | 39.4783 | 0 | 15.5053 | 0 | 23.973 | 0
2023 | 1 | 8 | 7 | 36.564 | 0 | 14.3607 | 0 | 22.2033 | 0
2023 | 1 | 8 | 8 | 39.0195 | 0 | 15.3251 | 0 | 23.6943 | 0
2023 | 1 | 8 | 9 | 44.8943 | 0 | 17.6325 | 0 | 27.2618 | 0
2023 | 1 | 8 | 10 | 49.4323 | 0 | 19.4148 | 0 | 30.0175 | 0
2023 | 1 | 8 | 11 | 49.948 | 0 | 19.6174 | 0 | 30.3306 | 0
2023 | 1 | 8 | 12 | 49.2318 | 0 | 19.3361 | 0 | 29.8957 | 0
2023 | 1 | 8 | 13 | 55.8409 | 0 | 21.9319 | 0 | 33.9091 | 0
2023 | 1 | 8 | 14 | 54.6776 | 0 | 21.475 | 0 | 33.2027 | 0
2023 | 1 | 8 | 15 | 54.8643 | 0 | 21.5483 | 0 | 33.316 | 0
2023 | 1 | 8 | 16 | 56.0997 | 0 | 22.0335 | 0 | 34.0662 | 0
2023 | 1 | 8 | 17 | 59.7031 | 0 | 23.4487 | 0 | 36.2543 | 0
2023 | 1 | 8 | 18 | 65.665 | 0 | 25.7903 | 0 | 39.8747 | 0
2023 | 1 | 8 | 19 | 70.8867 | 0 | 27.8412 | 0 | 43.0455 | 0
2023 | 1 | 8 | 20 | 67.8994 | 0 | 26.6679 | 0 | 41.2315 | 0
2023 | 1 | 8 | 21 | 64.0474 | 0 | 25.155 | 0 | 38.8924 | 0
2023 | 1 | 8 | 22 | 60.9396 | 0 | 23.9344 | 0 | 37.0052 | 0
2023 | 1 | 8 | 23 | 57.824 | 0 | 22.7107 | 0 | 35.1133 | 0
2023 | 1 | 8 | 24 | 54.3029 | 0 | 21.3278 | 0 | 32.9751 | 0
2023 | 1 | 9 | 1 | 45.8686 | 0 | 18.0152 | 0 | 27.8534 | 0
2023 | 1 | 9 | 2 | 41.6712 | 0 | 16.3666 | 0 | 25.3046 | 0
2023 | 1 | 9 | 3 | 40.3276 | 0 | 15.8389 | 0 | 24.4887 | 0
2023 | 1 | 9 | 4 | 39.9924 | 0 | 15.7073 | 0 | 24.2851 | 0
2023 | 1 | 9 | 5 | 40.4692 | 0 | 15.8945 | 0 | 24.5747 | 0
2023 | 1 | 9 | 6 | 41.5256 | 0 | 16.3094 | 0 | 25.2162 | 0
2023 | 1 | 9 | 7 | 50.3332 | 0 | 19.7687 | 0 | 30.5646 | 0
2023 | 1 | 9 | 8 | 56.9704 | 0 | 22.3755 | 0 | 34.5949 | 0
2023 | 1 | 9 | 9 | 64.2197 | 0 | 25.2227 | 0 | 38.997 | 0
2023 | 1 | 9 | 10 | 67.5239 | 0 | 26.5204 | 0 | 41.0035 | 0
2023 | 1 | 9 | 11 | 66.4666 | 0 | 26.1052 | 0 | 40.3614 | 0
2023 | 1 | 9 | 12 | 64.1177 | 0 | 25.1826 | 0 | 38.9351 | 0
2023 | 1 | 9 | 13 | 57.9569 | 0 | 22.7629 | 0 | 35.194 | 0
2023 | 1 | 9 | 14 | 58.1831 | 0 | 22.8518 | 0 | 35.3313 | 0
2023 | 1 | 9 | 15 | 59.6629 | 0 | 23.433 | 0 | 36.2299 | 0
2023 | 1 | 9 | 16 | 60.5857 | 0 | 23.7954 | 0 | 36.7903 | 0
2023 | 1 | 9 | 17 | 62.9617 | 0 | 24.7286 | 0 | 38.2331 | 0
2023 | 1 | 9 | 18 | 67.9296 | 0 | 26.6798 | 0 | 41.2499 | 0
2023 | 1 | 9 | 19 | 64.2255 | 0 | 25.225 | 0 | 39.0006 | 0
2023 | 1 | 9 | 20 | 61.5777 | 0 | 24.185 | 0 | 37.3927 | 0
2023 | 1 | 9 | 21 | 57.7484 | 0 | 22.681 | 0 | 35.0674 | 0
2023 | 1 | 9 | 22 | 54.529 | 0 | 21.4166 | 0 | 33.1124 | 0
2023 | 1 | 9 | 23 | 50.9848 | 0 | 20.0246 | 0 | 30.9602 | 0
2023 | 1 | 9 | 24 | 47.1589 | 0 | 18.522 | 0 | 28.637 | 0
2023 | 1 | 10 | 1 | 51.4415 | 0 | 20.2039 | 0 | 31.2375 | 0
2023 | 1 | 10 | 2 | 44.0366 | 0 | 17.2957 | 0 | 26.741 | 0
2023 | 1 | 10 | 3 | 42.7728 | 0 | 16.7993 | 0 | 25.9735 | 0
2023 | 1 | 10 | 4 | 42.7702 | 0 | 16.7983 | 0 | 25.972 | 0
2023 | 1 | 10 | 5 | 43.6729 | 0 | 17.1528 | 0 | 26.5201 | 0
2023 | 1 | 10 | 6 | 45.2581 | 0 | 17.7754 | 0 | 27.4827 | 0
2023 | 1 | 10 | 7 | 44.6698 | 0 | 17.5443 | 0 | 27.1254 | 0
2023 | 1 | 10 | 8 | 51.2902 | 0 | 20.1445 | 0 | 31.1457 | 0
2023 | 1 | 10 | 9 | 58.3775 | 0 | 22.9281 | 0 | 35.4494 | 0
2023 | 1 | 10 | 10 | 60.1986 | 0 | 23.6434 | 0 | 36.5552 | 0
2023 | 1 | 10 | 11 | 57.4534 | 0 | 22.5652 | 0 | 34.8882 | 0
2023 | 1 | 10 | 12 | 54.0307 | 0 | 21.2209 | 0 | 32.8098 | 0
2023 | 1 | 10 | 13 | 56.6037 | 0 | 22.2315 | 0 | 34.3723 | 0
2023 | 1 | 10 | 14 | 54.6678 | 0 | 21.4711 | 0 | 33.1967 | 0
2023 | 1 | 10 | 15 | 56.8375 | 0 | 22.3233 | 0 | 34.5142 | 0
2023 | 1 | 10 | 16 | 58.6891 | 0 | 23.0505 | 0 | 35.6386 | 0
2023 | 1 | 10 | 17 | 62.8731 | 0 | 24.6938 | 0 | 38.1793 | 0
2023 | 1 | 10 | 18 | 70.7608 | 0 | 27.7917 | 0 | 42.969 | 0
2023 | 1 | 10 | 19 | 84.2735 | 4.2735 | 33.0989 | 0 | 51.1746 | 0
2023 | 1 | 10 | 20 | 82.8636 | 2.8636 | 32.5452 | 0 | 50.3184 | 0
2023 | 1 | 10 | 21 | 79.8406 | 0 | 31.3579 | 0 | 48.4827 | 0
2023 | 1 | 10 | 22 | 76.6122 | 0 | 30.0899 | 0 | 46.5223 | 0
2023 | 1 | 10 | 23 | 72.5163 | 0 | 28.4812 | 0 | 44.0351 | 0
2023 | 1 | 10 | 24 | 67.5273 | 0 | 26.5218 | 0 | 41.0056 | 0
2023 | 1 | 11 | 1 | 59.4332 | 0 | 23.3428 | 0 | 36.0905 | 0
2023 | 1 | 11 | 2 | 50.8636 | 0 | 19.977 | 0 | 30.8866 | 0
2023 | 1 | 11 | 3 | 48.5014 | 0 | 19.0492 | 0 | 29.4522 | 0
2023 | 1 | 11 | 4 | 47.6573 | 0 | 18.7177 | 0 | 28.9396 | 0
2023 | 1 | 11 | 5 | 48.2182 | 0 | 18.938 | 0 | 29.2802 | 0
2023 | 1 | 11 | 6 | 48.9936 | 0 | 19.2425 | 0 | 29.7511 | 0
2023 | 1 | 11 | 7 | 47.8068 | 0 | 18.7764 | 0 | 29.0304 | 0
2023 | 1 | 11 | 8 | 53.702 | 0 | 21.0918 | 0 | 32.6102 | 0
2023 | 1 | 11 | 9 | 60.6209 | 0 | 23.8092 | 0 | 36.8117 | 0
2023 | 1 | 11 | 10 | 63.0026 | 0 | 24.7447 | 0 | 38.258 | 0
2023 | 1 | 11 | 11 | 62.1882 | 0 | 24.4248 | 0 | 37.7634 | 0
2023 | 1 | 11 | 12 | 60.1581 | 0 | 23.6275 | 0 | 36.5307 | 0
2023 | 1 | 11 | 13 | 61.5001 | 0 | 24.1546 | 0 | 37.3456 | 0
2023 | 1 | 11 | 14 | 59.2707 | 0 | 23.2789 | 0 | 35.9918 | 0
2023 | 1 | 11 | 15 | 59.5686 | 0 | 23.3959 | 0 | 36.1727 | 0
2023 | 1 | 11 | 16 | 59.117 | 0 | 23.2186 | 0 | 35.8985 | 0
2023 | 1 | 11 | 17 | 61.5532 | 0 | 24.1754 | 0 | 37.3778 | 0
2023 | 1 | 11 | 18 | 67.8831 | 0 | 26.6615 | 0 | 41.2216 | 0
2023 | 1 | 11 | 19 | 68.9954 | 0 | 27.0983 | 0 | 41.897 | 0
2023 | 1 | 11 | 20 | 66.73 | 0 | 26.2086 | 0 | 40.5214 | 0
2023 | 1 | 11 | 21 | 63.204 | 0 | 24.8238 | 0 | 38.3803 | 0
2023 | 1 | 11 | 22 | 60.2581 | 0 | 23.6667 | 0 | 36.5914 | 0
2023 | 1 | 11 | 23 | 56.518 | 0 | 22.1978 | 0 | 34.3202 | 0
2023 | 1 | 11 | 24 | 52.3666 | 0 | 20.5673 | 0 | 31.7993 | 0
2023 | 1 | 12 | 1 | 53.8742 | 0 | 21.1594 | 0 | 32.7148 | 0
2023 | 1 | 12 | 2 | 47.8899 | 0 | 18.809 | 0 | 29.0808 | 0
2023 | 1 | 12 | 3 | 46.6906 | 0 | 18.338 | 0 | 28.3526 | 0
2023 | 1 | 12 | 4 | 46.7507 | 0 | 18.3616 | 0 | 28.3891 | 0
2023 | 1 | 12 | 5 | 47.1399 | 0 | 18.5145 | 0 | 28.6254 | 0
2023 | 1 | 12 | 6 | 48.3975 | 0 | 19.0084 | 0 | 29.3891 | 0
2023 | 1 | 12 | 7 | 52.685 | 0 | 20.6924 | 0 | 31.9926 | 0
2023 | 1 | 12 | 8 | 59.4659 | 0 | 23.3556 | 0 | 36.1103 | 0
2023 | 1 | 12 | 9 | 67.0972 | 0 | 26.3528 | 0 | 40.7444 | 0
2023 | 1 | 12 | 10 | 69.2665 | 0 | 27.2048 | 0 | 42.0617 | 0
2023 | 1 | 12 | 11 | 66.8267 | 0 | 26.2466 | 0 | 40.5801 | 0
2023 | 1 | 12 | 12 | 63.9829 | 0 | 25.1297 | 0 | 38.8532 | 0
2023 | 1 | 12 | 13 | 63.7609 | 0 | 25.0425 | 0 | 38.7184 | 0
2023 | 1 | 12 | 14 | 62.3392 | 0 | 24.4841 | 0 | 37.8551 | 0
2023 | 1 | 12 | 15 | 62.9871 | 0 | 24.7386 | 0 | 38.2485 | 0
2023 | 1 | 12 | 16 | 63.3227 | 0 | 24.8704 | 0 | 38.4523 | 0
2023 | 1 | 12 | 17 | 66.5456 | 0 | 26.1362 | 0 | 40.4094 | 0
2023 | 1 | 12 | 18 | 74.3032 | 0 | 29.183 | 0 | 45.1202 | 0
2023 | 1 | 12 | 19 | 80.672 | 0.67204 | 31.6844 | 0 | 48.9876 | 0
2023 | 1 | 12 | 20 | 79.0842 | 0 | 31.0608 | 0 | 48.0234 | 0
2023 | 1 | 12 | 21 | 75.4888 | 0 | 29.6487 | 0 | 45.8401 | 0
2023 | 1 | 12 | 22 | 72.1047 | 0 | 28.3196 | 0 | 43.7852 | 0
2023 | 1 | 12 | 23 | 68.0107 | 0 | 26.7116 | 0 | 41.2991 | 0
2023 | 1 | 12 | 24 | 63.3061 | 0 | 24.8639 | 0 | 38.4423 | 0
2023 | 1 | 13 | 1 | 58.3507 | 0 | 22.9176 | 0 | 35.4331 | 0
2023 | 1 | 13 | 2 | 56.839 | 0 | 22.3238 | 0 | 34.5151 | 0
2023 | 1 | 13 | 3 | 54.3758 | 0 | 21.3564 | 0 | 33.0193 | 0
2023 | 1 | 13 | 4 | 53.4041 | 0 | 20.9748 | 0 | 32.4293 | 0
2023 | 1 | 13 | 5 | 53.305 | 0 | 20.9359 | 0 | 32.3691 | 0
2023 | 1 | 13 | 6 | 54.0782 | 0 | 21.2395 | 0 | 32.8386 | 0
2023 | 1 | 13 | 7 | 58.3638 | 0 | 22.9227 | 0 | 35.4411 | 0
2023 | 1 | 13 | 8 | 63.8903 | 0 | 25.0933 | 0 | 38.797 | 0
2023 | 1 | 13 | 9 | 70.6477 | 0 | 27.7473 | 0 | 42.9004 | 0
2023 | 1 | 13 | 10 | 72.6711 | 0 | 28.542 | 0 | 44.1291 | 0
2023 | 1 | 13 | 11 | 70.2643 | 0 | 27.5967 | 0 | 42.6676 | 0
2023 | 1 | 13 | 12 | 67.4406 | 0 | 26.4877 | 0 | 40.9529 | 0
2023 | 1 | 13 | 13 | 70.1886 | 0 | 27.567 | 0 | 42.6216 | 0
2023 | 1 | 13 | 14 | 68.1201 | 0 | 26.7546 | 0 | 41.3655 | 0
2023 | 1 | 13 | 15 | 68.4536 | 0 | 26.8856 | 0 | 41.5681 | 0
2023 | 1 | 13 | 16 | 69.4131 | 0 | 27.2624 | 0 | 42.1507 | 0
2023 | 1 | 13 | 17 | 71.3477 | 0 | 28.0222 | 0 | 43.3254 | 0
2023 | 1 | 13 | 18 | 77.279 | 0 | 30.3518 | 0 | 46.9272 | 0
2023 | 1 | 13 | 19 | 82.9513 | 2.9513 | 32.5796 | 0 | 50.3717 | 0
2023 | 1 | 13 | 20 | 80.9622 | 0.9622 | 31.7984 | 0 | 49.1638 | 0
2023 | 1 | 13 | 21 | 77.2203 | 0 | 30.3287 | 0 | 46.8915 | 0
2023 | 1 | 13 | 22 | 74.512 | 0 | 29.265 | 0 | 45.2469 | 0
2023 | 1 | 13 | 23 | 71.3837 | 0 | 28.0364 | 0 | 43.3473 | 0
2023 | 1 | 13 | 24 | 66.6548 | 0 | 26.1791 | 0 | 40.4757 | 0
2023 | 1 | 14 | 1 | 56.749 | 0 | 22.2885 | 0 | 34.4605 | 0
2023 | 1 | 14 | 2 | 56.3255 | 0 | 22.1222 | 0 | 34.2033 | 0
2023 | 1 | 14 | 3 | 53.5561 | 0 | 21.0345 | 0 | 32.5216 | 0
2023 | 1 | 14 | 4 | 51.7305 | 0 | 20.3175 | 0 | 31.413 | 0
2023 | 1 | 14 | 5 | 51.2116 | 0 | 20.1137 | 0 | 31.0979 | 0
2023 | 1 | 14 | 6 | 51.3659 | 0 | 20.1743 | 0 | 31.1917 | 0
2023 | 1 | 14 | 7 | 47.3796 | 0 | 18.6086 | 0 | 28.771 | 0
2023 | 1 | 14 | 8 | 49.6824 | 0 | 19.5131 | 0 | 30.1694 | 0
2023 | 1 | 14 | 9 | 54.5685 | 0 | 21.4321 | 0 | 33.1364 | 0
2023 | 1 | 14 | 10 | 58.3331 | 0 | 22.9107 | 0 | 35.4224 | 0
2023 | 1 | 14 | 11 | 59.3522 | 0 | 23.3109 | 0 | 36.0413 | 0
2023 | 1 | 14 | 12 | 58.6042 | 0 | 23.0172 | 0 | 35.5871 | 0
2023 | 1 | 14 | 13 | 59.5635 | 0 | 23.3939 | 0 | 36.1696 | 0
2023 | 1 | 14 | 14 | 57.6005 | 0 | 22.623 | 0 | 34.9776 | 0
2023 | 1 | 14 | 15 | 56.9826 | 0 | 22.3803 | 0 | 34.6024 | 0
2023 | 1 | 14 | 16 | 57.1357 | 0 | 22.4404 | 0 | 34.6953 | 0
2023 | 1 | 14 | 17 | 59.7439 | 0 | 23.4648 | 0 | 36.2791 | 0
2023 | 1 | 14 | 18 | 64.1755 | 0 | 25.2053 | 0 | 38.9702 | 0
2023 | 1 | 14 | 19 | 65.8938 | 0 | 25.8802 | 0 | 40.0136 | 0
2023 | 1 | 14 | 20 | 63.0968 | 0 | 24.7816 | 0 | 38.3151 | 0
2023 | 1 | 14 | 21 | 58.3131 | 0 | 22.9028 | 0 | 35.4103 | 0
2023 | 1 | 14 | 22 | 54.5233 | 0 | 21.4143 | 0 | 33.1089 | 0
2023 | 1 | 14 | 23 | 51.9882 | 0 | 20.4187 | 0 | 31.5695 | 0
2023 | 1 | 14 | 24 | 49.0671 | 0 | 19.2714 | 0 | 29.7957 | 0
2023 | 1 | 15 | 1 | 50.0979 | 0 | 19.6763 | 0 | 30.4217 | 0
2023 | 1 | 15 | 2 | 48.4365 | 0 | 19.0237 | 0 | 29.4128 | 0
2023 | 1 | 15 | 3 | 46.6345 | 0 | 18.316 | 0 | 28.3185 | 0
2023 | 1 | 15 | 4 | 45.938 | 0 | 18.0424 | 0 | 27.8956 | 0
2023 | 1 | 15 | 5 | 46.0673 | 0 | 18.0932 | 0 | 27.9741 | 0
2023 | 1 | 15 | 6 | 46.8521 | 0 | 18.4014 | 0 | 28.4506 | 0
2023 | 1 | 15 | 7 | 43.8984 | 0 | 17.2413 | 0 | 26.657 | 0
2023 | 1 | 15 | 8 | 46.6061 | 0 | 18.3048 | 0 | 28.3013 | 0
2023 | 1 | 15 | 9 | 51.7429 | 0 | 20.3223 | 0 | 31.4206 | 0
2023 | 1 | 15 | 10 | 56.9744 | 0 | 22.377 | 0 | 34.5974 | 0
2023 | 1 | 15 | 11 | 59.3735 | 0 | 23.3193 | 0 | 36.0542 | 0
2023 | 1 | 15 | 12 | 59.9013 | 0 | 23.5266 | 0 | 36.3747 | 0
2023 | 1 | 15 | 13 | 55.0186 | 0 | 21.6089 | 0 | 33.4097 | 0
2023 | 1 | 15 | 14 | 52.8183 | 0 | 20.7447 | 0 | 32.0736 | 0
2023 | 1 | 15 | 15 | 52.208 | 0 | 20.505 | 0 | 31.703 | 0
2023 | 1 | 15 | 16 | 53.8614 | 0 | 21.1544 | 0 | 32.707 | 0
2023 | 1 | 15 | 17 | 58.9964 | 0 | 23.1712 | 0 | 35.8252 | 0
2023 | 1 | 15 | 18 | 66.791 | 0 | 26.2326 | 0 | 40.5584 | 0
2023 | 1 | 15 | 19 | 74.0493 | 0 | 29.0833 | 0 | 44.966 | 0
2023 | 1 | 15 | 20 | 71.7798 | 0 | 28.1919 | 0 | 43.5878 | 0
2023 | 1 | 15 | 21 | 68.4663 | 0 | 26.8906 | 0 | 41.5758 | 0
2023 | 1 | 15 | 22 | 65.3928 | 0 | 25.6834 | 0 | 39.7094 | 0
2023 | 1 | 15 | 23 | 61.9113 | 0 | 24.316 | 0 | 37.5952 | 0
2023 | 1 | 15 | 24 | 58.4644 | 0 | 22.9622 | 0 | 35.5022 | 0
2023 | 1 | 16 | 1 | 55.7605 | 0 | 21.9003 | 0 | 33.8602 | 0
2023 | 1 | 16 | 2 | 53.745 | 0 | 21.1087 | 0 | 32.6363 | 0
2023 | 1 | 16 | 3 | 52.1435 | 0 | 20.4797 | 0 | 31.6638 | 0
2023 | 1 | 16 | 4 | 51.6733 | 0 | 20.295 | 0 | 31.3783 | 0
2023 | 1 | 16 | 5 | 52.0032 | 0 | 20.4246 | 0 | 31.5787 | 0
2023 | 1 | 16 | 6 | 53.0493 | 0 | 20.8354 | 0 | 32.2139 | 0
2023 | 1 | 16 | 7 | 58.9446 | 0 | 23.1508 | 0 | 35.7937 | 0
2023 | 1 | 16 | 8 | 65.2354 | 0 | 25.6216 | 0 | 39.6138 | 0
2023 | 1 | 16 | 9 | 72.3311 | 0 | 28.4085 | 0 | 43.9226 | 0
2023 | 1 | 16 | 10 | 75.2672 | 0 | 29.5616 | 0 | 45.7055 | 0
2023 | 1 | 16 | 11 | 73.7571 | 0 | 28.9686 | 0 | 44.7886 | 0
2023 | 1 | 16 | 12 | 71.1512 | 0 | 27.9451 | 0 | 43.2061 | 0
2023 | 1 | 16 | 13 | 67.4383 | 0 | 26.4868 | 0 | 40.9515 | 0
2023 | 1 | 16 | 14 | 66.4143 | 0 | 26.0846 | 0 | 40.3297 | 0
2023 | 1 | 16 | 15 | 67.3416 | 0 | 26.4488 | 0 | 40.8928 | 0
2023 | 1 | 16 | 16 | 68.5198 | 0 | 26.9116 | 0 | 41.6082 | 0
2023 | 1 | 16 | 17 | 70.4028 | 0 | 27.6511 | 0 | 42.7517 | 0
2023 | 1 | 16 | 18 | 75.7266 | 0 | 29.7421 | 0 | 45.9845 | 0
2023 | 1 | 16 | 19 | 73.3384 | 0 | 28.8041 | 0 | 44.5343 | 0
2023 | 1 | 16 | 20 | 72.5395 | 0 | 28.4903 | 0 | 44.0492 | 0
2023 | 1 | 16 | 21 | 69.6609 | 0 | 27.3598 | 0 | 42.3012 | 0
2023 | 1 | 16 | 22 | 66.7067 | 0 | 26.1995 | 0 | 40.5073 | 0
2023 | 1 | 16 | 23 | 63.1923 | 0 | 24.8192 | 0 | 38.3731 | 0
2023 | 1 | 16 | 24 | 58.9415 | 0 | 23.1496 | 0 | 35.7919 | 0
2023 | 1 | 17 | 1 | 59.3577 | 0 | 23.3131 | 0 | 36.0446 | 0
2023 | 1 | 17 | 2 | 50.0885 | 0 | 19.6726 | 0 | 30.416 | 0
2023 | 1 | 17 | 3 | 48.6353 | 0 | 19.1018 | 0 | 29.5335 | 0
2023 | 1 | 17 | 4 | 48.4667 | 0 | 19.0356 | 0 | 29.4311 | 0
2023 | 1 | 17 | 5 | 49.0617 | 0 | 19.2693 | 0 | 29.7924 | 0
2023 | 1 | 17 | 6 | 50.4206 | 0 | 19.803 | 0 | 30.6176 | 0
2023 | 1 | 17 | 7 | 52.2708 | 0 | 20.5297 | 0 | 31.7411 | 0
2023 | 1 | 17 | 8 | 58.3604 | 0 | 22.9214 | 0 | 35.439 | 0
2023 | 1 | 17 | 9 | 65.2743 | 0 | 25.6369 | 0 | 39.6374 | 0
2023 | 1 | 17 | 10 | 66.551 | 0 | 26.1383 | 0 | 40.4127 | 0
2023 | 1 | 17 | 11 | 63.6733 | 0 | 25.0081 | 0 | 38.6652 | 0
2023 | 1 | 17 | 12 | 60.4692 | 0 | 23.7496 | 0 | 36.7195 | 0
2023 | 1 | 17 | 13 | 54.5882 | 0 | 21.4398 | 0 | 33.1483 | 0
2023 | 1 | 17 | 14 | 52.1831 | 0 | 20.4952 | 0 | 31.6879 | 0
2023 | 1 | 17 | 15 | 53.8152 | 0 | 21.1363 | 0 | 32.679 | 0
2023 | 1 | 17 | 16 | 54.7725 | 0 | 21.5122 | 0 | 33.2602 | 0
2023 | 1 | 17 | 17 | 59.0071 | 0 | 23.1754 | 0 | 35.8317 | 0
2023 | 1 | 17 | 18 | 67.7147 | 0 | 26.5954 | 0 | 41.1194 | 0
2023 | 1 | 17 | 19 | 76.8841 | 0 | 30.1967 | 0 | 46.6874 | 0
2023 | 1 | 17 | 20 | 75.5782 | 0 | 29.6838 | 0 | 45.8944 | 0
2023 | 1 | 17 | 21 | 72.2867 | 0 | 28.391 | 0 | 43.8957 | 0
2023 | 1 | 17 | 22 | 69.1635 | 0 | 27.1644 | 0 | 41.9991 | 0
2023 | 1 | 17 | 23 | 65.2185 | 0 | 25.615 | 0 | 39.6035 | 0
2023 | 1 | 17 | 24 | 60.5619 | 0 | 23.786 | 0 | 36.7758 | 0
2023 | 1 | 18 | 1 | 59.775 | 0 | 23.477 | 0 | 36.298 | 0
2023 | 1 | 18 | 2 | 54.6574 | 0 | 21.467 | 0 | 33.1904 | 0
2023 | 1 | 18 | 3 | 52.6018 | 0 | 20.6597 | 0 | 31.9421 | 0
2023 | 1 | 18 | 4 | 51.9023 | 0 | 20.3849 | 0 | 31.5173 | 0
2023 | 1 | 18 | 5 | 52.3414 | 0 | 20.5574 | 0 | 31.784 | 0
2023 | 1 | 18 | 6 | 53.3312 | 0 | 20.9461 | 0 | 32.385 | 0
2023 | 1 | 18 | 7 | 58.4285 | 0 | 22.9481 | 0 | 35.4803 | 0
2023 | 1 | 18 | 8 | 64.2679 | 0 | 25.2416 | 0 | 39.0263 | 0
2023 | 1 | 18 | 9 | 70.5514 | 0 | 27.7095 | 0 | 42.8419 | 0
2023 | 1 | 18 | 10 | 70.5294 | 0 | 27.7009 | 0 | 42.8286 | 0
2023 | 1 | 18 | 11 | 66.2039 | 0 | 26.002 | 0 | 40.2019 | 0
2023 | 1 | 18 | 12 | 61.8283 | 0 | 24.2834 | 0 | 37.5449 | 0
2023 | 1 | 18 | 13 | 60.3302 | 0 | 23.6951 | 0 | 36.6352 | 0
2023 | 1 | 18 | 14 | 57.9891 | 0 | 22.7756 | 0 | 35.2135 | 0
2023 | 1 | 18 | 15 | 58.255 | 0 | 22.88 | 0 | 35.375 | 0
2023 | 1 | 18 | 16 | 58.3529 | 0 | 22.9185 | 0 | 35.4345 | 0
2023 | 1 | 18 | 17 | 61.5199 | 0 | 24.1623 | 0 | 37.3576 | 0
2023 | 1 | 18 | 18 | 69.623 | 0 | 27.3449 | 0 | 42.2782 | 0
2023 | 1 | 18 | 19 | 79.0962 | 0 | 31.0655 | 0 | 48.0307 | 0
2023 | 1 | 18 | 20 | 77.4669 | 0 | 30.4256 | 0 | 47.0413 | 0
2023 | 1 | 18 | 21 | 74.0522 | 0 | 29.0845 | 0 | 44.9678 | 0
2023 | 1 | 18 | 22 | 70.9838 | 0 | 27.8793 | 0 | 43.1045 | 0
2023 | 1 | 18 | 23 | 67.1159 | 0 | 26.3602 | 0 | 40.7557 | 0
2023 | 1 | 18 | 24 | 62.278 | 0 | 24.4601 | 0 | 37.818 | 0
2023 | 1 | 19 | 1 | 56.8292 | 0 | 22.32 | 0 | 34.5092 | 0
2023 | 1 | 19 | 2 | 58.7399 | 0 | 23.0705 | 0 | 35.6695 | 0
2023 | 1 | 19 | 3 | 56.8602 | 0 | 22.3322 | 0 | 34.528 | 0
2023 | 1 | 19 | 4 | 56.1869 | 0 | 22.0677 | 0 | 34.1191 | 0
2023 | 1 | 19 | 5 | 55.957 | 0 | 21.9774 | 0 | 33.9795 | 0
2023 | 1 | 19 | 6 | 56.614 | 0 | 22.2355 | 0 | 34.3785 | 0
2023 | 1 | 19 | 7 | 60.4127 | 0 | 23.7275 | 0 | 36.6853 | 0
2023 | 1 | 19 | 8 | 66.4768 | 0 | 26.1092 | 0 | 40.3677 | 0
2023 | 1 | 19 | 9 | 73.4168 | 0 | 28.8349 | 0 | 44.5819 | 0
2023 | 1 | 19 | 10 | 75.1474 | 0 | 29.5146 | 0 | 45.6328 | 0
2023 | 1 | 19 | 11 | 72.6581 | 0 | 28.5369 | 0 | 44.1212 | 0
2023 | 1 | 19 | 12 | 70.4756 | 0 | 27.6797 | 0 | 42.7959 | 0
2023 | 1 | 19 | 13 | 71.1748 | 0 | 27.9543 | 0 | 43.2205 | 0
2023 | 1 | 19 | 14 | 69.6178 | 0 | 27.3428 | 0 | 42.275 | 0
2023 | 1 | 19 | 15 | 69.5626 | 0 | 27.3211 | 0 | 42.2415 | 0
2023 | 1 | 19 | 16 | 70.5098 | 0 | 27.6931 | 0 | 42.8166 | 0
2023 | 1 | 19 | 17 | 72.4993 | 0 | 28.4745 | 0 | 44.0248 | 0
2023 | 1 | 19 | 18 | 79.1193 | 0 | 31.0746 | 0 | 48.0447 | 0
2023 | 1 | 19 | 19 | 85.6721 | 5.6721 | 33.6482 | 0 | 52.0238 | 0
2023 | 1 | 19 | 20 | 84.3904 | 4.3904 | 33.1448 | 0 | 51.2456 | 0
2023 | 1 | 19 | 21 | 80.9201 | 0.92012 | 31.7819 | 0 | 49.1383 | 0
2023 | 1 | 19 | 22 | 77.5744 | 0 | 30.4678 | 0 | 47.1066 | 0
2023 | 1 | 19 | 23 | 73.5388 | 0 | 28.8828 | 0 | 44.656 | 0
2023 | 1 | 19 | 24 | 68.2743 | 0 | 26.8152 | 0 | 41.4592 | 0
2023 | 1 | 20 | 1 | 59.0823 | 0 | 23.2049 | 0 | 35.8773 | 0
2023 | 1 | 20 | 2 | 61.2746 | 0 | 24.066 | 0 | 37.2086 | 0
2023 | 1 | 20 | 3 | 59.4663 | 0 | 23.3558 | 0 | 36.1106 | 0
2023 | 1 | 20 | 4 | 58.8312 | 0 | 23.1063 | 0 | 35.7249 | 0
2023 | 1 | 20 | 5 | 58.7662 | 0 | 23.0808 | 0 | 35.6854 | 0
2023 | 1 | 20 | 6 | 59.6734 | 0 | 23.4371 | 0 | 36.2363 | 0
2023 | 1 | 20 | 7 | 60.1464 | 0 | 23.6229 | 0 | 36.5236 | 0
2023 | 1 | 20 | 8 | 65.8848 | 0 | 25.8767 | 0 | 40.0082 | 0
2023 | 1 | 20 | 9 | 73.0422 | 0 | 28.6878 | 0 | 44.3545 | 0
2023 | 1 | 20 | 10 | 75.1892 | 0 | 29.531 | 0 | 45.6582 | 0
2023 | 1 | 20 | 11 | 72.2359 | 0 | 28.3711 | 0 | 43.8648 | 0
2023 | 1 | 20 | 12 | 68.8836 | 0 | 27.0544 | 0 | 41.8291 | 0
2023 | 1 | 20 | 13 | 68.0753 | 0 | 26.737 | 0 | 41.3383 | 0
2023 | 1 | 20 | 14 | 66.4773 | 0 | 26.1093 | 0 | 40.3679 | 0
2023 | 1 | 20 | 15 | 67.1961 | 0 | 26.3917 | 0 | 40.8044 | 0
2023 | 1 | 20 | 16 | 68.3045 | 0 | 26.827 | 0 | 41.4775 | 0
2023 | 1 | 20 | 17 | 70.1769 | 0 | 27.5624 | 0 | 42.6145 | 0
2023 | 1 | 20 | 18 | 76.4602 | 0 | 30.0302 | 0 | 46.43 | 0
2023 | 1 | 20 | 19 | 82.0859 | 2.0859 | 32.2397 | 0 | 49.8462 | 0
2023 | 1 | 20 | 20 | 80.985 | 0.98496 | 31.8073 | 0 | 49.1776 | 0
2023 | 1 | 20 | 21 | 77.7125 | 0 | 30.5221 | 0 | 47.1905 | 0
2023 | 1 | 20 | 22 | 75.0994 | 0 | 29.4957 | 0 | 45.6037 | 0
2023 | 1 | 20 | 23 | 72.0314 | 0 | 28.2908 | 0 | 43.7407 | 0
2023 | 1 | 20 | 24 | 67.2842 | 0 | 26.4263 | 0 | 40.8579 | 0
2023 | 1 | 21 | 1 | 60.2954 | 0 | 23.6814 | 0 | 36.614 | 0
2023 | 1 | 21 | 2 | 61.3984 | 0 | 24.1146 | 0 | 37.2838 | 0
2023 | 1 | 21 | 3 | 59.3737 | 0 | 23.3194 | 0 | 36.0543 | 0
2023 | 1 | 21 | 4 | 58.2684 | 0 | 22.8853 | 0 | 35.3832 | 0
2023 | 1 | 21 | 5 | 58.3387 | 0 | 22.9129 | 0 | 35.4258 | 0
2023 | 1 | 21 | 6 | 58.8486 | 0 | 23.1132 | 0 | 35.7355 | 0
2023 | 1 | 21 | 7 | 54.8056 | 0 | 21.5252 | 0 | 33.2803 | 0
2023 | 1 | 21 | 8 | 57.3551 | 0 | 22.5266 | 0 | 34.8285 | 0
2023 | 1 | 21 | 9 | 61.7623 | 0 | 24.2575 | 0 | 37.5048 | 0
2023 | 1 | 21 | 10 | 64.676 | 0 | 25.4019 | 0 | 39.2741 | 0
2023 | 1 | 21 | 11 | 64.9456 | 0 | 25.5078 | 0 | 39.4378 | 0
2023 | 1 | 21 | 12 | 63.0002 | 0 | 24.7437 | 0 | 38.2565 | 0
2023 | 1 | 21 | 13 | 64.1112 | 0 | 25.18 | 0 | 38.9311 | 0
2023 | 1 | 21 | 14 | 62.4133 | 0 | 24.5132 | 0 | 37.9001 | 0
2023 | 1 | 21 | 15 | 62.3091 | 0 | 24.4723 | 0 | 37.8368 | 0
2023 | 1 | 21 | 16 | 63.6212 | 0 | 24.9876 | 0 | 38.6336 | 0
2023 | 1 | 21 | 17 | 66.4299 | 0 | 26.0908 | 0 | 40.3392 | 0
2023 | 1 | 21 | 18 | 72.2889 | 0 | 28.3919 | 0 | 43.897 | 0
2023 | 1 | 21 | 19 | 76.1883 | 0 | 29.9234 | 0 | 46.2649 | 0
2023 | 1 | 21 | 20 | 74.0713 | 0 | 29.0919 | 0 | 44.9793 | 0
2023 | 1 | 21 | 21 | 69.8026 | 0 | 27.4154 | 0 | 42.3872 | 0
2023 | 1 | 21 | 22 | 66.3446 | 0 | 26.0572 | 0 | 40.2873 | 0
2023 | 1 | 21 | 23 | 63.2628 | 0 | 24.8469 | 0 | 38.416 | 0
2023 | 1 | 21 | 24 | 59.6236 | 0 | 23.4175 | 0 | 36.2061 | 0
2023 | 1 | 22 | 1 | 57.3104 | 0 | 22.509 | 0 | 34.8014 | 0
2023 | 1 | 22 | 2 | 52.2147 | 0 | 20.5076 | 0 | 31.7071 | 0
2023 | 1 | 22 | 3 | 50.571 | 0 | 19.8621 | 0 | 30.7089 | 0
2023 | 1 | 22 | 4 | 50.073 | 0 | 19.6665 | 0 | 30.4066 | 0
2023 | 1 | 22 | 5 | 50.3773 | 0 | 19.786 | 0 | 30.5913 | 0
2023 | 1 | 22 | 6 | 51.0378 | 0 | 20.0454 | 0 | 30.9924 | 0
2023 | 1 | 22 | 7 | 48.0914 | 0 | 18.8882 | 0 | 29.2032 | 0
2023 | 1 | 22 | 8 | 50.6573 | 0 | 19.8959 | 0 | 30.7613 | 0
2023 | 1 | 22 | 9 | 54.6205 | 0 | 21.4525 | 0 | 33.168 | 0
2023 | 1 | 22 | 10 | 56.2689 | 0 | 22.0999 | 0 | 34.1689 | 0
2023 | 1 | 22 | 11 | 54.4366 | 0 | 21.3803 | 0 | 33.0563 | 0
2023 | 1 | 22 | 12 | 51.4522 | 0 | 20.2082 | 0 | 31.244 | 0
2023 | 1 | 22 | 13 | 47.2301 | 0 | 18.5499 | 0 | 28.6802 | 0
2023 | 1 | 22 | 14 | 45.101 | 0 | 17.7137 | 0 | 27.3873 | 0
2023 | 1 | 22 | 15 | 45.1767 | 0 | 17.7434 | 0 | 27.4333 | 0
2023 | 1 | 22 | 16 | 48.0645 | 0 | 18.8776 | 0 | 29.1869 | 0
2023 | 1 | 22 | 17 | 54.7395 | 0 | 21.4993 | 0 | 33.2402 | 0
2023 | 1 | 22 | 18 | 65.863 | 0 | 25.8681 | 0 | 39.9949 | 0
2023 | 1 | 22 | 19 | 78.822 | 0 | 30.9578 | 0 | 47.8642 | 0
2023 | 1 | 22 | 20 | 78.5929 | 0 | 30.8678 | 0 | 47.725 | 0
2023 | 1 | 22 | 21 | 75.6371 | 0 | 29.7069 | 0 | 45.9302 | 0
2023 | 1 | 22 | 22 | 72.6925 | 0 | 28.5504 | 0 | 44.1421 | 0
2023 | 1 | 22 | 23 | 69.0309 | 0 | 27.1123 | 0 | 41.9186 | 0
2023 | 1 | 22 | 24 | 65.1293 | 0 | 25.5799 | 0 | 39.5494 | 0
2023 | 1 | 23 | 1 | 58.426 | 0 | 22.9472 | 0 | 35.4788 | 0
2023 | 1 | 23 | 2 | 63.609 | 0 | 24.9828 | 0 | 38.6262 | 0
2023 | 1 | 23 | 3 | 61.8854 | 0 | 24.3059 | 0 | 37.5795 | 0
2023 | 1 | 23 | 4 | 61.175 | 0 | 24.0269 | 0 | 37.1482 | 0
2023 | 1 | 23 | 5 | 61.0491 | 0 | 23.9774 | 0 | 37.0717 | 0
2023 | 1 | 23 | 6 | 61.6705 | 0 | 24.2215 | 0 | 37.4491 | 0
2023 | 1 | 23 | 7 | 62.4929 | 0 | 24.5445 | 0 | 37.9484 | 0
2023 | 1 | 23 | 8 | 68.2634 | 0 | 26.8109 | 0 | 41.4525 | 0
2023 | 1 | 23 | 9 | 74.864 | 0 | 29.4033 | 0 | 45.4607 | 0
2023 | 1 | 23 | 10 | 76.1235 | 0 | 29.898 | 0 | 46.2255 | 0
2023 | 1 | 23 | 11 | 73.1261 | 0 | 28.7207 | 0 | 44.4054 | 0
2023 | 1 | 23 | 12 | 69.8072 | 0 | 27.4172 | 0 | 42.39 | 0
2023 | 1 | 23 | 13 | 63.1225 | 0 | 24.7917 | 0 | 38.3308 | 0
2023 | 1 | 23 | 14 | 61.7227 | 0 | 24.242 | 0 | 37.4807 | 0
2023 | 1 | 23 | 15 | 62.1095 | 0 | 24.3939 | 0 | 37.7156 | 0
2023 | 1 | 23 | 16 | 62.7496 | 0 | 24.6453 | 0 | 38.1043 | 0
2023 | 1 | 23 | 17 | 65.1081 | 0 | 25.5716 | 0 | 39.5365 | 0
2023 | 1 | 23 | 18 | 71.8018 | 0 | 28.2006 | 0 | 43.6012 | 0
2023 | 1 | 23 | 19 | 78.1003 | 0 | 30.6743 | 0 | 47.4259 | 0
2023 | 1 | 23 | 20 | 76.9539 | 0 | 30.2241 | 0 | 46.7298 | 0
2023 | 1 | 23 | 21 | 73.4613 | 0 | 28.8524 | 0 | 44.6089 | 0
2023 | 1 | 23 | 22 | 70.3558 | 0 | 27.6327 | 0 | 42.7231 | 0
2023 | 1 | 23 | 23 | 66.7007 | 0 | 26.1971 | 0 | 40.5036 | 0
2023 | 1 | 23 | 24 | 61.8825 | 0 | 24.3047 | 0 | 37.5778 | 0
2023 | 1 | 24 | 1 | 59.05 | 0 | 23.1922 | 0 | 35.8578 | 0
2023 | 1 | 24 | 2 | 56.4172 | 0 | 22.1582 | 0 | 34.259 | 0
2023 | 1 | 24 | 3 | 54.2827 | 0 | 21.3199 | 0 | 32.9628 | 0
2023 | 1 | 24 | 4 | 53.2548 | 0 | 20.9162 | 0 | 32.3387 | 0
2023 | 1 | 24 | 5 | 53.0508 | 0 | 20.836 | 0 | 32.2148 | 0
2023 | 1 | 24 | 6 | 53.6059 | 0 | 21.054 | 0 | 32.5519 | 0
2023 | 1 | 24 | 7 | 56.9258 | 0 | 22.3579 | 0 | 34.5678 | 0
2023 | 1 | 24 | 8 | 62.1814 | 0 | 24.4221 | 0 | 37.7593 | 0
2023 | 1 | 24 | 9 | 68.4542 | 0 | 26.8858 | 0 | 41.5684 | 0
2023 | 1 | 24 | 10 | 69.6437 | 0 | 27.353 | 0 | 42.2907 | 0
2023 | 1 | 24 | 11 | 67.3649 | 0 | 26.458 | 0 | 40.9069 | 0
2023 | 1 | 24 | 12 | 65.7027 | 0 | 25.8051 | 0 | 39.8976 | 0
2023 | 1 | 24 | 13 | 58.028 | 0 | 22.7908 | 0 | 35.2371 | 0
2023 | 1 | 24 | 14 | 56.2475 | 0 | 22.0916 | 0 | 34.156 | 0
2023 | 1 | 24 | 15 | 57.1436 | 0 | 22.4435 | 0 | 34.7001 | 0
2023 | 1 | 24 | 16 | 58.786 | 0 | 23.0886 | 0 | 35.6975 | 0
2023 | 1 | 24 | 17 | 62.2908 | 0 | 24.4651 | 0 | 37.8257 | 0
2023 | 1 | 24 | 18 | 70.3429 | 0 | 27.6276 | 0 | 42.7153 | 0
2023 | 1 | 24 | 19 | 71.542 | 0 | 28.0985 | 0 | 43.4434 | 0
2023 | 1 | 24 | 20 | 70.8361 | 0 | 27.8213 | 0 | 43.0148 | 0
2023 | 1 | 24 | 21 | 67.6442 | 0 | 26.5676 | 0 | 41.0765 | 0
2023 | 1 | 24 | 22 | 64.5976 | 0 | 25.3711 | 0 | 39.2265 | 0
2023 | 1 | 24 | 23 | 60.8788 | 0 | 23.9105 | 0 | 36.9683 | 0
2023 | 1 | 24 | 24 | 56.0232 | 0 | 22.0035 | 0 | 34.0198 | 0
2023 | 1 | 25 | 1 | 54.6328 | 0 | 21.4574 | 0 | 33.1754 | 0
2023 | 1 | 25 | 2 | 44.4211 | 0 | 17.4467 | 0 | 26.9744 | 0
2023 | 1 | 25 | 3 | 41.9951 | 0 | 16.4938 | 0 | 25.5013 | 0
2023 | 1 | 25 | 4 | 40.9439 | 0 | 16.081 | 0 | 24.863 | 0
2023 | 1 | 25 | 5 | 41.3762 | 0 | 16.2508 | 0 | 25.1255 | 0
2023 | 1 | 25 | 6 | 42.366 | 0 | 16.6395 | 0 | 25.7265 | 0
2023 | 1 | 25 | 7 | 40.4845 | 0 | 15.9005 | 0 | 24.584 | 0
2023 | 1 | 25 | 8 | 45.8754 | 0 | 18.0178 | 0 | 27.8576 | 0
2023 | 1 | 25 | 9 | 52.3515 | 0 | 20.5614 | 0 | 31.7901 | 0
2023 | 1 | 25 | 10 | 54.4546 | 0 | 21.3874 | 0 | 33.0672 | 0
2023 | 1 | 25 | 11 | 53.4331 | 0 | 20.9862 | 0 | 32.4469 | 0
2023 | 1 | 25 | 12 | 53.2203 | 0 | 20.9026 | 0 | 32.3177 | 0
2023 | 1 | 25 | 13 | 54.238 | 0 | 21.3023 | 0 | 32.9357 | 0
2023 | 1 | 25 | 14 | 53.5523 | 0 | 21.033 | 0 | 32.5193 | 0
2023 | 1 | 25 | 15 | 54.1717 | 0 | 21.2763 | 0 | 32.8954 | 0
2023 | 1 | 25 | 16 | 54.0457 | 0 | 21.2268 | 0 | 32.8189 | 0
2023 | 1 | 25 | 17 | 55.2812 | 0 | 21.712 | 0 | 33.5692 | 0
2023 | 1 | 25 | 18 | 60.5379 | 0 | 23.7766 | 0 | 36.7613 | 0
2023 | 1 | 25 | 19 | 65.5354 | 0 | 25.7394 | 0 | 39.796 | 0
2023 | 1 | 25 | 20 | 64.1154 | 0 | 25.1817 | 0 | 38.9337 | 0
2023 | 1 | 25 | 21 | 60.9805 | 0 | 23.9504 | 0 | 37.03 | 0
2023 | 1 | 25 | 22 | 58.0413 | 0 | 22.7961 | 0 | 35.2452 | 0
2023 | 1 | 25 | 23 | 54.5622 | 0 | 21.4296 | 0 | 33.1326 | 0
2023 | 1 | 25 | 24 | 49.9694 | 0 | 19.6258 | 0 | 30.3436 | 0
2023 | 1 | 26 | 1 | 49.945 | 0 | 19.6162 | 0 | 30.3288 | 0
2023 | 1 | 26 | 2 | 48.1151 | 0 | 18.8975 | 0 | 29.2176 | 0
2023 | 1 | 26 | 3 | 46.2974 | 0 | 18.1836 | 0 | 28.1138 | 0
2023 | 1 | 26 | 4 | 45.8263 | 0 | 17.9986 | 0 | 27.8278 | 0
2023 | 1 | 26 | 5 | 46.2285 | 0 | 18.1565 | 0 | 28.072 | 0
2023 | 1 | 26 | 6 | 47.3927 | 0 | 18.6138 | 0 | 28.7789 | 0
2023 | 1 | 26 | 7 | 51.0847 | 0 | 20.0638 | 0 | 31.0209 | 0
2023 | 1 | 26 | 8 | 57.297 | 0 | 22.5038 | 0 | 34.7933 | 0
2023 | 1 | 26 | 9 | 64.1939 | 0 | 25.2125 | 0 | 38.9813 | 0
2023 | 1 | 26 | 10 | 65.7444 | 0 | 25.8215 | 0 | 39.9229 | 0
2023 | 1 | 26 | 11 | 62.9157 | 0 | 24.7105 | 0 | 38.2052 | 0
2023 | 1 | 26 | 12 | 60.3548 | 0 | 23.7047 | 0 | 36.6501 | 0
2023 | 1 | 26 | 13 | 53.5709 | 0 | 21.0403 | 0 | 32.5306 | 0
2023 | 1 | 26 | 14 | 51.9049 | 0 | 20.386 | 0 | 31.5189 | 0
2023 | 1 | 26 | 15 | 52.6859 | 0 | 20.6927 | 0 | 31.9932 | 0
2023 | 1 | 26 | 16 | 55.1108 | 0 | 21.6451 | 0 | 33.4657 | 0
2023 | 1 | 26 | 17 | 58.7153 | 0 | 23.0608 | 0 | 35.6545 | 0
2023 | 1 | 26 | 18 | 68.1555 | 0 | 26.7685 | 0 | 41.387 | 0
2023 | 1 | 26 | 19 | 76.3795 | 0 | 29.9985 | 0 | 46.381 | 0
2023 | 1 | 26 | 20 | 75.9101 | 0 | 29.8142 | 0 | 46.096 | 0
2023 | 1 | 26 | 21 | 73.2571 | 0 | 28.7722 | 0 | 44.485 | 0
2023 | 1 | 26 | 22 | 70.2056 | 0 | 27.5737 | 0 | 42.6319 | 0
2023 | 1 | 26 | 23 | 66.4643 | 0 | 26.1042 | 0 | 40.36 | 0
2023 | 1 | 26 | 24 | 61.4182 | 0 | 24.1224 | 0 | 37.2958 | 0
2023 | 1 | 27 | 1 | 56.7179 | 0 | 22.2763 | 0 | 34.4416 | 0
2023 | 1 | 27 | 2 | 48.3719 | 0 | 18.9984 | 0 | 29.3736 | 0
2023 | 1 | 27 | 3 | 45.9109 | 0 | 18.0318 | 0 | 27.8791 | 0
2023 | 1 | 27 | 4 | 45.1039 | 0 | 17.7148 | 0 | 27.389 | 0
2023 | 1 | 27 | 5 | 45.5746 | 0 | 17.8997 | 0 | 27.6749 | 0
2023 | 1 | 27 | 6 | 46.6143 | 0 | 18.308 | 0 | 28.3063 | 0
2023 | 1 | 27 | 7 | 45.184 | 0 | 17.7463 | 0 | 27.4377 | 0
2023 | 1 | 27 | 8 | 50.5072 | 0 | 19.837 | 0 | 30.6702 | 0
2023 | 1 | 27 | 9 | 57.6062 | 0 | 22.6252 | 0 | 34.981 | 0
2023 | 1 | 27 | 10 | 60.0877 | 0 | 23.5998 | 0 | 36.4879 | 0
2023 | 1 | 27 | 11 | 58.8616 | 0 | 23.1182 | 0 | 35.7433 | 0
2023 | 1 | 27 | 12 | 56.7787 | 0 | 22.3002 | 0 | 34.4785 | 0
2023 | 1 | 27 | 13 | 56.3139 | 0 | 22.1176 | 0 | 34.1963 | 0
2023 | 1 | 27 | 14 | 54.8862 | 0 | 21.5569 | 0 | 33.3293 | 0
2023 | 1 | 27 | 15 | 55.7423 | 0 | 21.8931 | 0 | 33.8492 | 0
2023 | 1 | 27 | 16 | 55.829 | 0 | 21.9272 | 0 | 33.9018 | 0
2023 | 1 | 27 | 17 | 56.5626 | 0 | 22.2153 | 0 | 34.3473 | 0
2023 | 1 | 27 | 18 | 61.4924 | 0 | 24.1515 | 0 | 37.3409 | 0
2023 | 1 | 27 | 19 | 67.2881 | 0 | 26.4278 | 0 | 40.8603 | 0
2023 | 1 | 27 | 20 | 65.6822 | 0 | 25.7971 | 0 | 39.8851 | 0
2023 | 1 | 27 | 21 | 62.3139 | 0 | 24.4742 | 0 | 37.8397 | 0
2023 | 1 | 27 | 22 | 59.9656 | 0 | 23.5518 | 0 | 36.4137 | 0
2023 | 1 | 27 | 23 | 57.1461 | 0 | 22.4445 | 0 | 34.7016 | 0
2023 | 1 | 27 | 24 | 52.8491 | 0 | 20.7568 | 0 | 32.0923 | 0
2023 | 1 | 28 | 1 | 52.3666 | 0 | 20.5673 | 0 | 31.7993 | 0
2023 | 1 | 28 | 2 | 51.1595 | 0 | 20.0932 | 0 | 31.0663 | 0
2023 | 1 | 28 | 3 | 49.3508 | 0 | 19.3828 | 0 | 29.968 | 0
2023 | 1 | 28 | 4 | 49.1306 | 0 | 19.2964 | 0 | 29.8343 | 0
2023 | 1 | 28 | 5 | 49.7154 | 0 | 19.526 | 0 | 30.1894 | 0
2023 | 1 | 28 | 6 | 50.3245 | 0 | 19.7653 | 0 | 30.5593 | 0
2023 | 1 | 28 | 7 | 48.3808 | 0 | 19.0019 | 0 | 29.379 | 0
2023 | 1 | 28 | 8 | 51.7359 | 0 | 20.3196 | 0 | 31.4163 | 0
2023 | 1 | 28 | 9 | 57.4507 | 0 | 22.5641 | 0 | 34.8866 | 0
2023 | 1 | 28 | 10 | 61.6096 | 0 | 24.1975 | 0 | 37.4121 | 0
2023 | 1 | 28 | 11 | 62.2927 | 0 | 24.4658 | 0 | 37.8269 | 0
2023 | 1 | 28 | 12 | 61.0605 | 0 | 23.9819 | 0 | 37.0786 | 0
2023 | 1 | 28 | 13 | 48.2037 | 0 | 18.9323 | 0 | 29.2714 | 0
2023 | 1 | 28 | 14 | 45.143 | 0 | 17.7302 | 0 | 27.4128 | 0
2023 | 1 | 28 | 15 | 44.9614 | 0 | 17.6588 | 0 | 27.3025 | 0
2023 | 1 | 28 | 16 | 47.0067 | 0 | 18.4622 | 0 | 28.5445 | 0
2023 | 1 | 28 | 17 | 52.2704 | 0 | 20.5295 | 0 | 31.7409 | 0
2023 | 1 | 28 | 18 | 62.2451 | 0 | 24.4471 | 0 | 37.798 | 0
2023 | 1 | 28 | 19 | 74.7459 | 0 | 29.3569 | 0 | 45.389 | 0
2023 | 1 | 28 | 20 | 75.2921 | 0 | 29.5714 | 0 | 45.7206 | 0
2023 | 1 | 28 | 21 | 72.061 | 0 | 28.3024 | 0 | 43.7586 | 0
2023 | 1 | 28 | 22 | 68.7643 | 0 | 27.0076 | 0 | 41.7567 | 0
2023 | 1 | 28 | 23 | 65.6906 | 0 | 25.8004 | 0 | 39.8902 | 0
2023 | 1 | 28 | 24 | 61.9238 | 0 | 24.3209 | 0 | 37.6028 | 0
2023 | 1 | 29 | 1 | 57.972 | 0 | 22.7689 | 0 | 35.2032 | 0
2023 | 1 | 29 | 2 | 53.6541 | 0 | 21.073 | 0 | 32.5812 | 0
2023 | 1 | 29 | 3 | 50.9728 | 0 | 20.0199 | 0 | 30.9529 | 0
2023 | 1 | 29 | 4 | 49.0882 | 0 | 19.2797 | 0 | 29.8085 | 0
2023 | 1 | 29 | 5 | 48.4407 | 0 | 19.0254 | 0 | 29.4153 | 0
2023 | 1 | 29 | 6 | 48.517 | 0 | 19.0553 | 0 | 29.4617 | 0
2023 | 1 | 29 | 7 | 44.6149 | 0 | 17.5228 | 0 | 27.0921 | 0
2023 | 1 | 29 | 8 | 46.1924 | 0 | 18.1423 | 0 | 28.0501 | 0
2023 | 1 | 29 | 9 | 50.9783 | 0 | 20.022 | 0 | 30.9563 | 0
2023 | 1 | 29 | 10 | 53.0271 | 0 | 20.8267 | 0 | 32.2004 | 0
2023 | 1 | 29 | 11 | 51.3984 | 0 | 20.187 | 0 | 31.2114 | 0
2023 | 1 | 29 | 12 | 49.2558 | 0 | 19.3455 | 0 | 29.9103 | 0
2023 | 1 | 29 | 13 | 43.144 | 0 | 16.9451 | 0 | 26.199 | 0
2023 | 1 | 29 | 14 | 42.6112 | 0 | 16.7358 | 0 | 25.8754 | 0
2023 | 1 | 29 | 15 | 43.8603 | 0 | 17.2264 | 0 | 26.6339 | 0
2023 | 1 | 29 | 16 | 45.9451 | 0 | 18.0452 | 0 | 27.8999 | 0
2023 | 1 | 29 | 17 | 49.4948 | 0 | 19.4394 | 0 | 30.0554 | 0
2023 | 1 | 29 | 18 | 57.6873 | 0 | 22.657 | 0 | 35.0302 | 0
2023 | 1 | 29 | 19 | 65.5899 | 0 | 25.7608 | 0 | 39.8291 | 0
2023 | 1 | 29 | 20 | 64.4677 | 0 | 25.3201 | 0 | 39.1476 | 0
2023 | 1 | 29 | 21 | 61.0516 | 0 | 23.9784 | 0 | 37.0732 | 0
2023 | 1 | 29 | 22 | 58.3103 | 0 | 22.9017 | 0 | 35.4086 | 0
2023 | 1 | 29 | 23 | 55.3399 | 0 | 21.7351 | 0 | 33.6048 | 0
2023 | 1 | 29 | 24 | 51.4652 | 0 | 20.2133 | 0 | 31.2519 | 0
2023 | 1 | 30 | 1 | 50.4915 | 0 | 19.8308 | 0 | 30.6606 | 0
2023 | 1 | 30 | 2 | 46.6421 | 0 | 18.319 | 0 | 28.3231 | 0
2023 | 1 | 30 | 3 | 44.8767 | 0 | 17.6256 | 0 | 27.2511 | 0
2023 | 1 | 30 | 4 | 44.2116 | 0 | 17.3644 | 0 | 26.8472 | 0
2023 | 1 | 30 | 5 | 44.3744 | 0 | 17.4283 | 0 | 26.9461 | 0
2023 | 1 | 30 | 6 | 45.122 | 0 | 17.7219 | 0 | 27.4001 | 0
2023 | 1 | 30 | 7 | 50.7552 | 0 | 19.9344 | 0 | 30.8208 | 0
2023 | 1 | 30 | 8 | 56.391 | 0 | 22.1479 | 0 | 34.2431 | 0
2023 | 1 | 30 | 9 | 62.9402 | 0 | 24.7201 | 0 | 38.22 | 0
2023 | 1 | 30 | 10 | 64.1935 | 0 | 25.2124 | 0 | 38.9811 | 0
2023 | 1 | 30 | 11 | 61.873 | 0 | 24.301 | 0 | 37.572 | 0
2023 | 1 | 30 | 12 | 59.622 | 0 | 23.4169 | 0 | 36.2051 | 0
2023 | 1 | 30 | 13 | 51.7704 | 0 | 20.3331 | 0 | 31.4372 | 0
2023 | 1 | 30 | 14 | 51.7081 | 0 | 20.3087 | 0 | 31.3995 | 0
2023 | 1 | 30 | 15 | 52.4961 | 0 | 20.6182 | 0 | 31.8779 | 0
2023 | 1 | 30 | 16 | 53.0822 | 0 | 20.8484 | 0 | 32.2339 | 0
2023 | 1 | 30 | 17 | 55.6356 | 0 | 21.8512 | 0 | 33.7844 | 0
2023 | 1 | 30 | 18 | 62.6194 | 0 | 24.5942 | 0 | 38.0253 | 0
2023 | 1 | 30 | 19 | 58.7324 | 0 | 23.0675 | 0 | 35.6649 | 0
2023 | 1 | 30 | 20 | 57.4948 | 0 | 22.5814 | 0 | 34.9134 | 0
2023 | 1 | 30 | 21 | 53.9189 | 0 | 21.177 | 0 | 32.7419 | 0
2023 | 1 | 30 | 22 | 50.9561 | 0 | 20.0133 | 0 | 30.9428 | 0
2023 | 1 | 30 | 23 | 47.597 | 0 | 18.694 | 0 | 28.903 | 0
2023 | 1 | 30 | 24 | 43.4164 | 0 | 17.0521 | 0 | 26.3643 | 0
2023 | 1 | 31 | 1 | 49.0467 | 0 | 19.2634 | 0 | 29.7833 | 0
2023 | 1 | 31 | 2 | 44.6349 | 0 | 17.5306 | 0 | 27.1043 | 0
2023 | 1 | 31 | 3 | 42.7021 | 0 | 16.7715 | 0 | 25.9306 | 0
2023 | 1 | 31 | 4 | 42.0371 | 0 | 16.5103 | 0 | 25.5268 | 0
2023 | 1 | 31 | 5 | 42.5672 | 0 | 16.7185 | 0 | 25.8487 | 0
2023 | 1 | 31 | 6 | 43.81 | 0 | 17.2066 | 0 | 26.6033 | 0
2023 | 1 | 31 | 7 | 48.2846 | 0 | 18.9641 | 0 | 29.3205 | 0
2023 | 1 | 31 | 8 | 53.6819 | 0 | 21.0839 | 0 | 32.598 | 0
2023 | 1 | 31 | 9 | 59.4562 | 0 | 23.3518 | 0 | 36.1044 | 0
2023 | 1 | 31 | 10 | 59.5174 | 0 | 23.3758 | 0 | 36.1416 | 0
2023 | 1 | 31 | 11 | 55.885 | 0 | 21.9492 | 0 | 33.9358 | 0
2023 | 1 | 31 | 12 | 53.5451 | 0 | 21.0302 | 0 | 32.5149 | 0
2023 | 1 | 31 | 13 | 47.7311 | 0 | 18.7467 | 0 | 28.9844 | 0
2023 | 1 | 31 | 14 | 46.2045 | 0 | 18.1471 | 0 | 28.0574 | 0
2023 | 1 | 31 | 15 | 47.8831 | 0 | 18.8064 | 0 | 29.0767 | 0
2023 | 1 | 31 | 16 | 51.017 | 0 | 20.0372 | 0 | 30.9798 | 0
2023 | 1 | 31 | 17 | 55.0593 | 0 | 21.6249 | 0 | 33.4344 | 0
2023 | 1 | 31 | 18 | 64.2032 | 0 | 25.2162 | 0 | 38.987 | 0
2023 | 1 | 31 | 19 | 73.7821 | 0 | 28.9784 | 0 | 44.8037 | 0
2023 | 1 | 31 | 20 | 74.9966 | 0 | 29.4554 | 0 | 45.5412 | 0
2023 | 1 | 31 | 21 | 73.0712 | 0 | 28.6992 | 0 | 44.3721 | 0
2023 | 1 | 31 | 22 | 70.2749 | 0 | 27.6009 | 0 | 42.674 | 0
2023 | 1 | 31 | 23 | 66.6469 | 0 | 26.176 | 0 | 40.4709 | 0
2023 | 1 | 31 | 24 | 61.3088 | 0 | 24.0794 | 0 | 37.2294 | 0
2023 | 2 | 1 | 1 | 52.3155 | 0 | 20.5472 | 0 | 31.7683 | 0
2023 | 2 | 1 | 2 | 54.3599 | 0 | 21.3502 | 0 | 33.0097 | 0
2023 | 2 | 1 | 3 | 53.2811 | 0 | 20.9265 | 0 | 32.3546 | 0
2023 | 2 | 1 | 4 | 52.7816 | 0 | 20.7303 | 0 | 32.0513 | 0
2023 | 2 | 1 | 5 | 53.0307 | 0 | 20.8281 | 0 | 32.2026 | 0
2023 | 2 | 1 | 6 | 54.0727 | 0 | 21.2374 | 0 | 32.8353 | 0
2023 | 2 | 1 | 7 | 57.6649 | 0 | 22.6482 | 0 | 35.0167 | 0
2023 | 2 | 1 | 8 | 64.0132 | 0 | 25.1416 | 0 | 38.8716 | 0
2023 | 2 | 1 | 9 | 69.1937 | 0 | 27.1762 | 0 | 42.0174 | 0
2023 | 2 | 1 | 10 | 68.596 | 0 | 26.9415 | 0 | 41.6545 | 0
2023 | 2 | 1 | 11 | 64.6163 | 0 | 25.3785 | 0 | 39.2379 | 0
2023 | 2 | 1 | 12 | 59.3017 | 0 | 23.2911 | 0 | 36.0106 | 0
2023 | 2 | 1 | 13 | 49.8771 | 0 | 19.5895 | 0 | 30.2876 | 0
2023 | 2 | 1 | 14 | 47.4055 | 0 | 18.6188 | 0 | 28.7867 | 0
2023 | 2 | 1 | 15 | 47.5666 | 0 | 18.6821 | 0 | 28.8846 | 0
2023 | 2 | 1 | 16 | 50.07 | 0 | 19.6653 | 0 | 30.4047 | 0
2023 | 2 | 1 | 17 | 54.4588 | 0 | 21.389 | 0 | 33.0698 | 0
2023 | 2 | 1 | 18 | 61.9252 | 0 | 24.3215 | 0 | 37.6037 | 0
2023 | 2 | 1 | 19 | 64.0173 | 0 | 25.1432 | 0 | 38.8741 | 0
2023 | 2 | 1 | 20 | 63.6488 | 0 | 24.9984 | 0 | 38.6503 | 0
2023 | 2 | 1 | 21 | 60.6157 | 0 | 23.8072 | 0 | 36.8085 | 0
2023 | 2 | 1 | 22 | 57.9055 | 0 | 22.7427 | 0 | 35.1628 | 0
2023 | 2 | 1 | 23 | 54.1887 | 0 | 21.2829 | 0 | 32.9058 | 0
2023 | 2 | 1 | 24 | 49.9517 | 0 | 19.6188 | 0 | 30.3329 | 0
2023 | 2 | 2 | 1 | 52.3233 | 0 | 20.5503 | 0 | 31.773 | 0
2023 | 2 | 2 | 2 | 43.7487 | 0 | 17.1826 | 0 | 26.5662 | 0
2023 | 2 | 2 | 3 | 41.7113 | 0 | 16.3824 | 0 | 25.3289 | 0
2023 | 2 | 2 | 4 | 40.7698 | 0 | 16.0126 | 0 | 24.7572 | 0
2023 | 2 | 2 | 5 | 40.5709 | 0 | 15.9345 | 0 | 24.6365 | 0
2023 | 2 | 2 | 6 | 41.2356 | 0 | 16.1955 | 0 | 25.0401 | 0
2023 | 2 | 2 | 7 | 33.5311 | 0 | 13.1695 | 0 | 20.3615 | 0
2023 | 2 | 2 | 8 | 39.669 | 0 | 15.5802 | 0 | 24.0888 | 0
2023 | 2 | 2 | 9 | 45.9218 | 0 | 18.0361 | 0 | 27.8857 | 0
2023 | 2 | 2 | 10 | 46.9165 | 0 | 18.4267 | 0 | 28.4898 | 0
2023 | 2 | 2 | 11 | 45.8446 | 0 | 18.0058 | 0 | 27.8389 | 0
2023 | 2 | 2 | 12 | 43.1657 | 0 | 16.9536 | 0 | 26.2121 | 0
2023 | 2 | 2 | 13 | 43.5553 | 0 | 17.1066 | 0 | 26.4487 | 0
2023 | 2 | 2 | 14 | 41.5698 | 0 | 16.3268 | 0 | 25.243 | 0
2023 | 2 | 2 | 15 | 41.0905 | 0 | 16.1386 | 0 | 24.952 | 0
2023 | 2 | 2 | 16 | 42.0988 | 0 | 16.5346 | 0 | 25.5643 | 0
2023 | 2 | 2 | 17 | 44.8849 | 0 | 17.6288 | 0 | 27.2561 | 0
2023 | 2 | 2 | 18 | 50.0996 | 0 | 19.6769 | 0 | 30.4227 | 0
2023 | 2 | 2 | 19 | 54.7917 | 0 | 21.5198 | 0 | 33.2719 | 0
2023 | 2 | 2 | 20 | 56.245 | 0 | 22.0905 | 0 | 34.1544 | 0
2023 | 2 | 2 | 21 | 53.7581 | 0 | 21.1138 | 0 | 32.6443 | 0
2023 | 2 | 2 | 22 | 51.246 | 0 | 20.1272 | 0 | 31.1188 | 0
2023 | 2 | 2 | 23 | 47.6976 | 0 | 18.7335 | 0 | 28.9641 | 0
2023 | 2 | 2 | 24 | 43.815 | 0 | 17.2086 | 0 | 26.6064 | 0
2023 | 2 | 3 | 1 | 43.067 | 0 | 16.9148 | 0 | 26.1522 | 0
2023 | 2 | 3 | 2 | 40.9922 | 0 | 16.0999 | 0 | 24.8923 | 0
2023 | 2 | 3 | 3 | 40.26 | 0 | 15.8124 | 0 | 24.4477 | 0
2023 | 2 | 3 | 4 | 40.2974 | 0 | 15.827 | 0 | 24.4703 | 0
2023 | 2 | 3 | 5 | 40.5586 | 0 | 15.9296 | 0 | 24.629 | 0
2023 | 2 | 3 | 6 | 42.0538 | 0 | 16.5169 | 0 | 25.5369 | 0
2023 | 2 | 3 | 7 | 46.951 | 0 | 18.4403 | 0 | 28.5107 | 0
2023 | 2 | 3 | 8 | 53.6265 | 0 | 21.0621 | 0 | 32.5644 | 0
2023 | 2 | 3 | 9 | 60.1369 | 0 | 23.6191 | 0 | 36.5178 | 0
2023 | 2 | 3 | 10 | 60.9659 | 0 | 23.9447 | 0 | 37.0212 | 0
2023 | 2 | 3 | 11 | 57.532 | 0 | 22.596 | 0 | 34.9359 | 0
2023 | 2 | 3 | 12 | 52.3511 | 0 | 20.5612 | 0 | 31.7899 | 0
2023 | 2 | 3 | 13 | 50.4338 | 0 | 19.8082 | 0 | 30.6256 | 0
2023 | 2 | 3 | 14 | 49.0446 | 0 | 19.2626 | 0 | 29.7821 | 0
2023 | 2 | 3 | 15 | 50.0834 | 0 | 19.6705 | 0 | 30.4128 | 0
2023 | 2 | 3 | 16 | 52.6814 | 0 | 20.6909 | 0 | 31.9905 | 0
2023 | 2 | 3 | 17 | 56.938 | 0 | 22.3627 | 0 | 34.5752 | 0
2023 | 2 | 3 | 18 | 64.1434 | 0 | 25.1927 | 0 | 38.9507 | 0
2023 | 2 | 3 | 19 | 74.3137 | 0 | 29.1872 | 0 | 45.1266 | 0
2023 | 2 | 3 | 20 | 74.9239 | 0 | 29.4268 | 0 | 45.4971 | 0
2023 | 2 | 3 | 21 | 71.902 | 0 | 28.2399 | 0 | 43.662 | 0
2023 | 2 | 3 | 22 | 69.5059 | 0 | 27.2989 | 0 | 42.2071 | 0
2023 | 2 | 3 | 23 | 66.2085 | 0 | 26.0038 | 0 | 40.2047 | 0
2023 | 2 | 3 | 24 | 61.6655 | 0 | 24.2195 | 0 | 37.446 | 0
2023 | 2 | 4 | 1 | 51.8784 | 0 | 20.3756 | 0 | 31.5028 | 0
2023 | 2 | 4 | 2 | 55.9483 | 0 | 21.974 | 0 | 33.9743 | 0
2023 | 2 | 4 | 3 | 54.1539 | 0 | 21.2693 | 0 | 32.8846 | 0
2023 | 2 | 4 | 4 | 52.8216 | 0 | 20.746 | 0 | 32.0756 | 0
2023 | 2 | 4 | 5 | 52.1318 | 0 | 20.4751 | 0 | 31.6567 | 0
2023 | 2 | 4 | 6 | 52.4651 | 0 | 20.606 | 0 | 31.8591 | 0
2023 | 2 | 4 | 7 | 52.5292 | 0 | 20.6312 | 0 | 31.898 | 0
2023 | 2 | 4 | 8 | 55.8718 | 0 | 21.944 | 0 | 33.9278 | 0
2023 | 2 | 4 | 9 | 60.9061 | 0 | 23.9212 | 0 | 36.9849 | 0
2023 | 2 | 4 | 10 | 62.4023 | 0 | 24.5089 | 0 | 37.8934 | 0
2023 | 2 | 4 | 11 | 60.3584 | 0 | 23.7061 | 0 | 36.6523 | 0
2023 | 2 | 4 | 12 | 55.2164 | 0 | 21.6866 | 0 | 33.5298 | 0
2023 | 2 | 4 | 13 | 49.3569 | 0 | 19.3852 | 0 | 29.9717 | 0
2023 | 2 | 4 | 14 | 47.3991 | 0 | 18.6163 | 0 | 28.7828 | 0
2023 | 2 | 4 | 15 | 48.2231 | 0 | 18.9399 | 0 | 29.2832 | 0
2023 | 2 | 4 | 16 | 51.6571 | 0 | 20.2886 | 0 | 31.3684 | 0
2023 | 2 | 4 | 17 | 55.9284 | 0 | 21.9662 | 0 | 33.9622 | 0
2023 | 2 | 4 | 18 | 63.6029 | 0 | 24.9804 | 0 | 38.6225 | 0
2023 | 2 | 4 | 19 | 69.2041 | 0 | 27.1803 | 0 | 42.0238 | 0
2023 | 2 | 4 | 20 | 69.5208 | 0 | 27.3047 | 0 | 42.2161 | 0
2023 | 2 | 4 | 21 | 66.149 | 0 | 25.9804 | 0 | 40.1686 | 0
2023 | 2 | 4 | 22 | 63.471 | 0 | 24.9286 | 0 | 38.5424 | 0
2023 | 2 | 4 | 23 | 60.5014 | 0 | 23.7623 | 0 | 36.7391 | 0
2023 | 2 | 4 | 24 | 56.6788 | 0 | 22.2609 | 0 | 34.4178 | 0
2023 | 2 | 5 | 1 | 51.723 | 0 | 20.3145 | 0 | 31.4085 | 0
2023 | 2 | 5 | 2 | 48.6239 | 0 | 19.0973 | 0 | 29.5266 | 0
2023 | 2 | 5 | 3 | 47.218 | 0 | 18.5452 | 0 | 28.6728 | 0
2023 | 2 | 5 | 4 | 46.6305 | 0 | 18.3144 | 0 | 28.3161 | 0
2023 | 2 | 5 | 5 | 46.0089 | 0 | 18.0703 | 0 | 27.9386 | 0
2023 | 2 | 5 | 6 | 46.1603 | 0 | 18.1298 | 0 | 28.0306 | 0
2023 | 2 | 5 | 7 | 43.7931 | 0 | 17.2 | 0 | 26.5931 | 0
2023 | 2 | 5 | 8 | 47.0859 | 0 | 18.4933 | 0 | 28.5926 | 0
2023 | 2 | 5 | 9 | 52.0791 | 0 | 20.4544 | 0 | 31.6247 | 0
2023 | 2 | 5 | 10 | 53.8003 | 0 | 21.1304 | 0 | 32.6699 | 0
2023 | 2 | 5 | 11 | 51.1979 | 0 | 20.1083 | 0 | 31.0896 | 0
2023 | 2 | 5 | 12 | 46.9982 | 0 | 18.4588 | 0 | 28.5394 | 0
2023 | 2 | 5 | 13 | 38.8353 | 0 | 15.2528 | 0 | 23.5825 | 0
2023 | 2 | 5 | 14 | 36.1198 | 0 | 14.1863 | 0 | 21.9335 | 0
2023 | 2 | 5 | 15 | 35.7836 | 0 | 14.0542 | 0 | 21.7294 | 0
2023 | 2 | 5 | 16 | 38.9459 | 0 | 15.2962 | 0 | 23.6497 | 0
2023 | 2 | 5 | 17 | 45.4876 | 0 | 17.8655 | 0 | 27.6221 | 0
2023 | 2 | 5 | 18 | 54.8975 | 0 | 21.5613 | 0 | 33.3362 | 0
2023 | 2 | 5 | 19 | 66.5321 | 0 | 26.1309 | 0 | 40.4012 | 0
2023 | 2 | 5 | 20 | 67.1989 | 0 | 26.3928 | 0 | 40.8062 | 0
2023 | 2 | 5 | 21 | 63.6766 | 0 | 25.0094 | 0 | 38.6672 | 0
2023 | 2 | 5 | 22 | 60.7412 | 0 | 23.8565 | 0 | 36.8848 | 0
2023 | 2 | 5 | 23 | 57.3972 | 0 | 22.5431 | 0 | 34.8541 | 0
2023 | 2 | 5 | 24 | 53.7831 | 0 | 21.1236 | 0 | 32.6595 | 0
2023 | 2 | 6 | 1 | 50.9742 | 0 | 20.0204 | 0 | 30.9538 | 0
2023 | 2 | 6 | 2 | 49.9471 | 0 | 19.617 | 0 | 30.3301 | 0
2023 | 2 | 6 | 3 | 48.9284 | 0 | 19.2169 | 0 | 29.7115 | 0
2023 | 2 | 6 | 4 | 48.5884 | 0 | 19.0834 | 0 | 29.505 | 0
2023 | 2 | 6 | 5 | 48.5257 | 0 | 19.0588 | 0 | 29.467 | 0
2023 | 2 | 6 | 6 | 49.552 | 0 | 19.4619 | 0 | 30.0902 | 0
2023 | 2 | 6 | 7 | 53.1588 | 0 | 20.8784 | 0 | 32.2804 | 0
2023 | 2 | 6 | 8 | 59.3946 | 0 | 23.3276 | 0 | 36.067 | 0
2023 | 2 | 6 | 9 | 64.5938 | 0 | 25.3696 | 0 | 39.2242 | 0
2023 | 2 | 6 | 10 | 63.5609 | 0 | 24.9639 | 0 | 38.597 | 0
2023 | 2 | 6 | 11 | 59.4113 | 0 | 23.3341 | 0 | 36.0771 | 0
2023 | 2 | 6 | 12 | 54.4951 | 0 | 21.4033 | 0 | 33.0918 | 0
2023 | 2 | 6 | 13 | 51.188 | 0 | 20.1044 | 0 | 31.0836 | 0
2023 | 2 | 6 | 14 | 49.5614 | 0 | 19.4655 | 0 | 30.0959 | 0
2023 | 2 | 6 | 15 | 49.6572 | 0 | 19.5032 | 0 | 30.154 | 0
2023 | 2 | 6 | 16 | 52.083 | 0 | 20.4559 | 0 | 31.6271 | 0
2023 | 2 | 6 | 17 | 56.264 | 0 | 22.098 | 0 | 34.166 | 0
2023 | 2 | 6 | 18 | 63.0866 | 0 | 24.7776 | 0 | 38.3089 | 0
2023 | 2 | 6 | 19 | 71.2926 | 0 | 28.0006 | 0 | 43.292 | 0
2023 | 2 | 6 | 20 | 71.9281 | 0 | 28.2502 | 0 | 43.6779 | 0
2023 | 2 | 6 | 21 | 68.7898 | 0 | 27.0176 | 0 | 41.7722 | 0
2023 | 2 | 6 | 22 | 65.9668 | 0 | 25.9089 | 0 | 40.058 | 0
2023 | 2 | 6 | 23 | 62.2231 | 0 | 24.4385 | 0 | 37.7846 | 0
2023 | 2 | 6 | 24 | 57.5822 | 0 | 22.6157 | 0 | 34.9664 | 0
2023 | 2 | 7 | 1 | 49.8985 | 0 | 19.5979 | 0 | 30.3006 | 0
2023 | 2 | 7 | 2 | 53.6128 | 0 | 21.0567 | 0 | 32.556 | 0
2023 | 2 | 7 | 3 | 52.3457 | 0 | 20.5591 | 0 | 31.7866 | 0
2023 | 2 | 7 | 4 | 51.7094 | 0 | 20.3092 | 0 | 31.4002 | 0
2023 | 2 | 7 | 5 | 51.3895 | 0 | 20.1835 | 0 | 31.206 | 0
2023 | 2 | 7 | 6 | 52.1544 | 0 | 20.484 | 0 | 31.6705 | 0
2023 | 2 | 7 | 7 | 53.1574 | 0 | 20.8779 | 0 | 32.2795 | 0
2023 | 2 | 7 | 8 | 59.2904 | 0 | 23.2867 | 0 | 36.0037 | 0
2023 | 2 | 7 | 9 | 65.3192 | 0 | 25.6545 | 0 | 39.6647 | 0
2023 | 2 | 7 | 10 | 65.7867 | 0 | 25.8381 | 0 | 39.9486 | 0
2023 | 2 | 7 | 11 | 62.9248 | 0 | 24.7141 | 0 | 38.2107 | 0
2023 | 2 | 7 | 12 | 58.7945 | 0 | 23.0919 | 0 | 35.7026 | 0
2023 | 2 | 7 | 13 | 56.2568 | 0 | 22.0952 | 0 | 34.1616 | 0
2023 | 2 | 7 | 14 | 54.3812 | 0 | 21.3585 | 0 | 33.0226 | 0
2023 | 2 | 7 | 15 | 54.9134 | 0 | 21.5676 | 0 | 33.3458 | 0
2023 | 2 | 7 | 16 | 57.0481 | 0 | 22.406 | 0 | 34.6421 | 0
2023 | 2 | 7 | 17 | 60.7447 | 0 | 23.8578 | 0 | 36.8868 | 0
2023 | 2 | 7 | 18 | 66.7649 | 0 | 26.2223 | 0 | 40.5426 | 0
2023 | 2 | 7 | 19 | 73.6593 | 0 | 28.9301 | 0 | 44.7292 | 0
2023 | 2 | 7 | 20 | 74.2163 | 0 | 29.1489 | 0 | 45.0674 | 0
2023 | 2 | 7 | 21 | 71.2221 | 0 | 27.9729 | 0 | 43.2492 | 0
2023 | 2 | 7 | 22 | 68.3392 | 0 | 26.8406 | 0 | 41.4986 | 0
2023 | 2 | 7 | 23 | 64.3658 | 0 | 25.2801 | 0 | 39.0858 | 0
2023 | 2 | 7 | 24 | 59.269 | 0 | 23.2783 | 0 | 35.9908 | 0
2023 | 2 | 8 | 1 | 52.6274 | 0 | 20.6697 | 0 | 31.9577 | 0
2023 | 2 | 8 | 2 | 51.274 | 0 | 20.1382 | 0 | 31.1358 | 0
2023 | 2 | 8 | 3 | 49.9172 | 0 | 19.6053 | 0 | 30.3119 | 0
2023 | 2 | 8 | 4 | 49.347 | 0 | 19.3813 | 0 | 29.9657 | 0
2023 | 2 | 8 | 5 | 49.4533 | 0 | 19.4231 | 0 | 30.0302 | 0
2023 | 2 | 8 | 6 | 50.427 | 0 | 19.8055 | 0 | 30.6215 | 0
2023 | 2 | 8 | 7 | 51.8865 | 0 | 20.3787 | 0 | 31.5078 | 0
2023 | 2 | 8 | 8 | 58.2579 | 0 | 22.8812 | 0 | 35.3768 | 0
2023 | 2 | 8 | 9 | 64.491 | 0 | 25.3292 | 0 | 39.1618 | 0
2023 | 2 | 8 | 10 | 65.6527 | 0 | 25.7855 | 0 | 39.8672 | 0
2023 | 2 | 8 | 11 | 63.4334 | 0 | 24.9139 | 0 | 38.5196 | 0
2023 | 2 | 8 | 12 | 59.712 | 0 | 23.4522 | 0 | 36.2598 | 0
2023 | 2 | 8 | 13 | 58.5778 | 0 | 23.0068 | 0 | 35.571 | 0
2023 | 2 | 8 | 14 | 57.0189 | 0 | 22.3945 | 0 | 34.6244 | 0
2023 | 2 | 8 | 15 | 57.0097 | 0 | 22.3909 | 0 | 34.6188 | 0
2023 | 2 | 8 | 16 | 57.755 | 0 | 22.6836 | 0 | 35.0714 | 0
2023 | 2 | 8 | 17 | 60.223 | 0 | 23.6529 | 0 | 36.57 | 0
2023 | 2 | 8 | 18 | 65.3007 | 0 | 25.6472 | 0 | 39.6535 | 0
2023 | 2 | 8 | 19 | 67.383 | 0 | 26.4651 | 0 | 40.9179 | 0
2023 | 2 | 8 | 20 | 67.9576 | 0 | 26.6908 | 0 | 41.2669 | 0
2023 | 2 | 8 | 21 | 65.3129 | 0 | 25.652 | 0 | 39.6609 | 0
2023 | 2 | 8 | 22 | 62.6574 | 0 | 24.6091 | 0 | 38.0483 | 0
2023 | 2 | 8 | 23 | 58.934 | 0 | 23.1467 | 0 | 35.7873 | 0
2023 | 2 | 8 | 24 | 54.2828 | 0 | 21.3199 | 0 | 32.9629 | 0
2023 | 2 | 9 | 1 | 53.6571 | 0 | 21.0742 | 0 | 32.583 | 0
2023 | 2 | 9 | 2 | 49.763 | 0 | 19.5447 | 0 | 30.2183 | 0
2023 | 2 | 9 | 3 | 48.5297 | 0 | 19.0603 | 0 | 29.4694 | 0
2023 | 2 | 9 | 4 | 48.3529 | 0 | 18.9909 | 0 | 29.362 | 0
2023 | 2 | 9 | 5 | 48.384 | 0 | 19.0031 | 0 | 29.3809 | 0
2023 | 2 | 9 | 6 | 49.57 | 0 | 19.4689 | 0 | 30.1011 | 0
2023 | 2 | 9 | 7 | 52.2325 | 0 | 20.5146 | 0 | 31.7179 | 0
2023 | 2 | 9 | 8 | 59.0124 | 0 | 23.1775 | 0 | 35.8349 | 0
2023 | 2 | 9 | 9 | 65.6752 | 0 | 25.7943 | 0 | 39.8809 | 0
2023 | 2 | 9 | 10 | 66.6352 | 0 | 26.1714 | 0 | 40.4638 | 0
2023 | 2 | 9 | 11 | 63.9121 | 0 | 25.1019 | 0 | 38.8102 | 0
2023 | 2 | 9 | 12 | 59.7679 | 0 | 23.4742 | 0 | 36.2937 | 0
2023 | 2 | 9 | 13 | 59.067 | 0 | 23.1989 | 0 | 35.8681 | 0
2023 | 2 | 9 | 14 | 57.0409 | 0 | 22.4032 | 0 | 34.6378 | 0
2023 | 2 | 9 | 15 | 56.8709 | 0 | 22.3364 | 0 | 34.5345 | 0
2023 | 2 | 9 | 16 | 57.9193 | 0 | 22.7481 | 0 | 35.1711 | 0
2023 | 2 | 9 | 17 | 60.4679 | 0 | 23.7491 | 0 | 36.7188 | 0
2023 | 2 | 9 | 18 | 66.1422 | 0 | 25.9778 | 0 | 40.1645 | 0
2023 | 2 | 9 | 19 | 71.3246 | 0 | 28.0132 | 0 | 43.3114 | 0
2023 | 2 | 9 | 20 | 72.6836 | 0 | 28.5469 | 0 | 44.1367 | 0
2023 | 2 | 9 | 21 | 70.3097 | 0 | 27.6146 | 0 | 42.6951 | 0
2023 | 2 | 9 | 22 | 67.5965 | 0 | 26.5489 | 0 | 41.0475 | 0
2023 | 2 | 9 | 23 | 63.779 | 0 | 25.0496 | 0 | 38.7294 | 0
2023 | 2 | 9 | 24 | 59.0524 | 0 | 23.1932 | 0 | 35.8592 | 0
2023 | 2 | 10 | 1 | 56.4783 | 0 | 22.1822 | 0 | 34.2961 | 0
2023 | 2 | 10 | 2 | 55.1376 | 0 | 21.6556 | 0 | 33.482 | 0
2023 | 2 | 10 | 3 | 54.3556 | 0 | 21.3485 | 0 | 33.0071 | 0
2023 | 2 | 10 | 4 | 54.6153 | 0 | 21.4505 | 0 | 33.1648 | 0
2023 | 2 | 10 | 5 | 54.8229 | 0 | 21.532 | 0 | 33.2909 | 0
2023 | 2 | 10 | 6 | 56.3662 | 0 | 22.1382 | 0 | 34.228 | 0
2023 | 2 | 10 | 7 | 57.2157 | 0 | 22.4718 | 0 | 34.7439 | 0
2023 | 2 | 10 | 8 | 63.9437 | 0 | 25.1143 | 0 | 38.8294 | 0
2023 | 2 | 10 | 9 | 70.3854 | 0 | 27.6443 | 0 | 42.7411 | 0
2023 | 2 | 10 | 10 | 69.1046 | 0 | 27.1412 | 0 | 41.9633 | 0
2023 | 2 | 10 | 11 | 62.5633 | 0 | 24.5721 | 0 | 37.9912 | 0
2023 | 2 | 10 | 12 | 54.4698 | 0 | 21.3934 | 0 | 33.0765 | 0
2023 | 2 | 10 | 13 | 45.6936 | 0 | 17.9465 | 0 | 27.7472 | 0
2023 | 2 | 10 | 14 | 42.388 | 0 | 16.6481 | 0 | 25.7398 | 0
2023 | 2 | 10 | 15 | 43.1822 | 0 | 16.9601 | 0 | 26.2222 | 0
2023 | 2 | 10 | 16 | 44.9298 | 0 | 17.6465 | 0 | 27.2834 | 0
2023 | 2 | 10 | 17 | 50.6218 | 0 | 19.882 | 0 | 30.7398 | 0
2023 | 2 | 10 | 18 | 61.0049 | 0 | 23.9601 | 0 | 37.0449 | 0
2023 | 2 | 10 | 19 | 74.3565 | 0 | 29.204 | 0 | 45.1525 | 0
2023 | 2 | 10 | 20 | 77.3891 | 0 | 30.3951 | 0 | 46.9941 | 0
2023 | 2 | 10 | 21 | 75.7116 | 0 | 29.7362 | 0 | 45.9754 | 0
2023 | 2 | 10 | 22 | 73.8093 | 0 | 28.989 | 0 | 44.8202 | 0
2023 | 2 | 10 | 23 | 70.7867 | 0 | 27.8019 | 0 | 42.9848 | 0
2023 | 2 | 10 | 24 | 66.4242 | 0 | 26.0885 | 0 | 40.3357 | 0
2023 | 2 | 11 | 1 | 62.5729 | 0 | 24.5759 | 0 | 37.997 | 0
2023 | 2 | 11 | 2 | 55.535 | 0 | 21.8117 | 0 | 33.7233 | 0
2023 | 2 | 11 | 3 | 53.4312 | 0 | 20.9854 | 0 | 32.4458 | 0
2023 | 2 | 11 | 4 | 52.1363 | 0 | 20.4768 | 0 | 31.6595 | 0
2023 | 2 | 11 | 5 | 51.6105 | 0 | 20.2703 | 0 | 31.3402 | 0
2023 | 2 | 11 | 6 | 51.868 | 0 | 20.3715 | 0 | 31.4965 | 0
2023 | 2 | 11 | 7 | 54.9645 | 0 | 21.5876 | 0 | 33.3769 | 0
2023 | 2 | 11 | 8 | 57.6104 | 0 | 22.6269 | 0 | 34.9836 | 0
2023 | 2 | 11 | 9 | 61.3 | 0 | 24.0759 | 0 | 37.224 | 0
2023 | 2 | 11 | 10 | 62.074 | 0 | 24.3799 | 0 | 37.6941 | 0
2023 | 2 | 11 | 11 | 60.3435 | 0 | 23.7003 | 0 | 36.6432 | 0
2023 | 2 | 11 | 12 | 56.1265 | 0 | 22.044 | 0 | 34.0825 | 0
2023 | 2 | 11 | 13 | 51.224 | 0 | 20.1185 | 0 | 31.1055 | 0
2023 | 2 | 11 | 14 | 49.5532 | 0 | 19.4623 | 0 | 30.0909 | 0
2023 | 2 | 11 | 15 | 49.6242 | 0 | 19.4902 | 0 | 30.134 | 0
2023 | 2 | 11 | 16 | 51.6987 | 0 | 20.305 | 0 | 31.3937 | 0
2023 | 2 | 11 | 17 | 55.8036 | 0 | 21.9172 | 0 | 33.8864 | 0
2023 | 2 | 11 | 18 | 62.4905 | 0 | 24.5435 | 0 | 37.947 | 0
2023 | 2 | 11 | 19 | 69.0372 | 0 | 27.1148 | 0 | 41.9224 | 0
2023 | 2 | 11 | 20 | 70.1693 | 0 | 27.5594 | 0 | 42.6099 | 0
2023 | 2 | 11 | 21 | 66.1855 | 0 | 25.9947 | 0 | 40.1907 | 0
2023 | 2 | 11 | 22 | 63.0415 | 0 | 24.7599 | 0 | 38.2816 | 0
2023 | 2 | 11 | 23 | 60.0836 | 0 | 23.5982 | 0 | 36.4854 | 0
2023 | 2 | 11 | 24 | 56.3209 | 0 | 22.1204 | 0 | 34.2005 | 0
2023 | 2 | 12 | 1 | 52.8647 | 0 | 20.7629 | 0 | 32.1018 | 0
2023 | 2 | 12 | 2 | 56.2099 | 0 | 22.0768 | 0 | 34.1331 | 0
2023 | 2 | 12 | 3 | 56.2187 | 0 | 22.0802 | 0 | 34.1385 | 0
2023 | 2 | 12 | 4 | 57.5862 | 0 | 22.6173 | 0 | 34.9689 | 0
2023 | 2 | 12 | 5 | 58.4004 | 0 | 22.9371 | 0 | 35.4633 | 0
2023 | 2 | 12 | 6 | 59.3239 | 0 | 23.2998 | 0 | 36.0241 | 0
2023 | 2 | 12 | 7 | 58.4139 | 0 | 22.9424 | 0 | 35.4715 | 0
2023 | 2 | 12 | 8 | 62.3097 | 0 | 24.4725 | 0 | 37.8372 | 0
2023 | 2 | 12 | 9 | 64.5688 | 0 | 25.3598 | 0 | 39.209 | 0
2023 | 2 | 12 | 10 | 65.2192 | 0 | 25.6152 | 0 | 39.604 | 0
2023 | 2 | 12 | 11 | 63.6307 | 0 | 24.9913 | 0 | 38.6394 | 0
2023 | 2 | 12 | 12 | 59.9167 | 0 | 23.5326 | 0 | 36.384 | 0
2023 | 2 | 12 | 13 | 51.6525 | 0 | 20.2868 | 0 | 31.3657 | 0
2023 | 2 | 12 | 14 | 48.1488 | 0 | 18.9107 | 0 | 29.2381 | 0
2023 | 2 | 12 | 15 | 46.207 | 0 | 18.1481 | 0 | 28.059 | 0
2023 | 2 | 12 | 16 | 48.8727 | 0 | 19.1951 | 0 | 29.6777 | 0
2023 | 2 | 12 | 17 | 57.0214 | 0 | 22.3955 | 0 | 34.6259 | 0
2023 | 2 | 12 | 18 | 66.9239 | 0 | 26.2848 | 0 | 40.6392 | 0
2023 | 2 | 12 | 19 | 84.6898 | 4.6898 | 33.2624 | 0 | 51.4274 | 0
2023 | 2 | 12 | 20 | 87.6759 | 7.6759 | 34.4352 | 0 | 53.2407 | 0
2023 | 2 | 12 | 21 | 85.302 | 5.302 | 33.5029 | 0 | 51.7992 | 0
2023 | 2 | 12 | 22 | 82.3482 | 2.3482 | 32.3428 | 0 | 50.0055 | 0
2023 | 2 | 12 | 23 | 77.9223 | 0 | 30.6045 | 0 | 47.3179 | 0
2023 | 2 | 12 | 24 | 73.8428 | 0 | 29.0022 | 0 | 44.8406 | 0
2023 | 2 | 13 | 1 | 70.5695 | 0 | 27.7166 | 0 | 42.8529 | 0
2023 | 2 | 13 | 2 | 73.1105 | 0 | 28.7146 | 0 | 44.3959 | 0
2023 | 2 | 13 | 3 | 71.6122 | 0 | 28.1261 | 0 | 43.4861 | 0
2023 | 2 | 13 | 4 | 71.1771 | 0 | 27.9552 | 0 | 43.2218 | 0
2023 | 2 | 13 | 5 | 70.6465 | 0 | 27.7468 | 0 | 42.8997 | 0
2023 | 2 | 13 | 6 | 71.6389 | 0 | 28.1366 | 0 | 43.5023 | 0
2023 | 2 | 13 | 7 | 75.8957 | 0 | 29.8085 | 0 | 46.0872 | 0
2023 | 2 | 13 | 8 | 81.9566 | 1.9566 | 32.189 | 0 | 49.7677 | 0
2023 | 2 | 13 | 9 | 86.898 | 6.898 | 34.1297 | 0 | 52.7683 | 0
2023 | 2 | 13 | 10 | 83.291 | 3.291 | 32.713 | 0 | 50.5779 | 0
2023 | 2 | 13 | 11 | 74.8775 | 0 | 29.4086 | 0 | 45.4689 | 0
2023 | 2 | 13 | 12 | 66.409 | 0 | 26.0825 | 0 | 40.3265 | 0
2023 | 2 | 13 | 13 | 57.9515 | 0 | 22.7608 | 0 | 35.1907 | 0
2023 | 2 | 13 | 14 | 53.2661 | 0 | 20.9206 | 0 | 32.3455 | 0
2023 | 2 | 13 | 15 | 52.3497 | 0 | 20.5607 | 0 | 31.789 | 0
2023 | 2 | 13 | 16 | 54.9291 | 0 | 21.5737 | 0 | 33.3554 | 0
2023 | 2 | 13 | 17 | 61.3062 | 0 | 24.0784 | 0 | 37.2278 | 0
2023 | 2 | 13 | 18 | 72.9874 | 0 | 28.6662 | 0 | 44.3212 | 0
2023 | 2 | 13 | 19 | 82.9842 | 2.9842 | 32.5926 | 0 | 50.3917 | 0
2023 | 2 | 13 | 20 | 85.75 | 5.75 | 33.6788 | 0 | 52.0712 | 0
2023 | 2 | 13 | 21 | 83.7778 | 3.7778 | 32.9042 | 0 | 50.8736 | 0
2023 | 2 | 13 | 22 | 81.2928 | 1.2928 | 31.9282 | 0 | 49.3646 | 0
2023 | 2 | 13 | 23 | 77.7638 | 0 | 30.5422 | 0 | 47.2216 | 0
2023 | 2 | 13 | 24 | 72.744 | 0 | 28.5706 | 0 | 44.1733 | 0
2023 | 2 | 14 | 1 | 65.6917 | 0 | 25.8008 | 0 | 39.8909 | 0
2023 | 2 | 14 | 2 | 62.3236 | 0 | 24.478 | 0 | 37.8456 | 0
2023 | 2 | 14 | 3 | 60.685 | 0 | 23.8344 | 0 | 36.8506 | 0
2023 | 2 | 14 | 4 | 59.9121 | 0 | 23.5308 | 0 | 36.3813 | 0
2023 | 2 | 14 | 5 | 58.8923 | 0 | 23.1303 | 0 | 35.762 | 0
2023 | 2 | 14 | 6 | 59.3481 | 0 | 23.3093 | 0 | 36.0388 | 0
2023 | 2 | 14 | 7 | 59.4084 | 0 | 23.333 | 0 | 36.0754 | 0
2023 | 2 | 14 | 8 | 64.9712 | 0 | 25.5178 | 0 | 39.4534 | 0
2023 | 2 | 14 | 9 | 71.1994 | 0 | 27.964 | 0 | 43.2354 | 0
2023 | 2 | 14 | 10 | 70.9168 | 0 | 27.853 | 0 | 43.0638 | 0
2023 | 2 | 14 | 11 | 67.421 | 0 | 26.48 | 0 | 40.941 | 0
2023 | 2 | 14 | 12 | 64.0047 | 0 | 25.1382 | 0 | 38.8665 | 0
2023 | 2 | 14 | 13 | 63.108 | 0 | 24.7861 | 0 | 38.322 | 0
2023 | 2 | 14 | 14 | 60.9818 | 0 | 23.951 | 0 | 37.0308 | 0
2023 | 2 | 14 | 15 | 60.4133 | 0 | 23.7277 | 0 | 36.6856 | 0
2023 | 2 | 14 | 16 | 59.6062 | 0 | 23.4107 | 0 | 36.1955 | 0
2023 | 2 | 14 | 17 | 62.6345 | 0 | 24.6001 | 0 | 38.0344 | 0
2023 | 2 | 14 | 18 | 68.4164 | 0 | 26.8709 | 0 | 41.5454 | 0
2023 | 2 | 14 | 19 | 73.8879 | 0 | 29.0199 | 0 | 44.868 | 0
2023 | 2 | 14 | 20 | 74.5026 | 0 | 29.2614 | 0 | 45.2413 | 0
2023 | 2 | 14 | 21 | 71.0368 | 0 | 27.9001 | 0 | 43.1367 | 0
2023 | 2 | 14 | 22 | 68.1162 | 0 | 26.753 | 0 | 41.3632 | 0
2023 | 2 | 14 | 23 | 64.2316 | 0 | 25.2273 | 0 | 39.0042 | 0
2023 | 2 | 14 | 24 | 59.1541 | 0 | 23.2331 | 0 | 35.9209 | 0
2023 | 2 | 15 | 1 | 55.239 | 0 | 21.6954 | 0 | 33.5435 | 0
2023 | 2 | 15 | 2 | 60.408 | 0 | 23.7256 | 0 | 36.6824 | 0
2023 | 2 | 15 | 3 | 58.7117 | 0 | 23.0594 | 0 | 35.6524 | 0
2023 | 2 | 15 | 4 | 57.7326 | 0 | 22.6748 | 0 | 35.0578 | 0
2023 | 2 | 15 | 5 | 56.9304 | 0 | 22.3598 | 0 | 34.5707 | 0
2023 | 2 | 15 | 6 | 57.5626 | 0 | 22.6081 | 0 | 34.9545 | 0
2023 | 2 | 15 | 7 | 57.8928 | 0 | 22.7377 | 0 | 35.155 | 0
2023 | 2 | 15 | 8 | 63.8363 | 0 | 25.0721 | 0 | 38.7642 | 0
2023 | 2 | 15 | 9 | 70.2395 | 0 | 27.587 | 0 | 42.6525 | 0
2023 | 2 | 15 | 10 | 71.7533 | 0 | 28.1815 | 0 | 43.5717 | 0
2023 | 2 | 15 | 11 | 69.3101 | 0 | 27.222 | 0 | 42.0881 | 0
2023 | 2 | 15 | 12 | 67.2489 | 0 | 26.4124 | 0 | 40.8365 | 0
2023 | 2 | 15 | 13 | 65.5042 | 0 | 25.7272 | 0 | 39.7771 | 0
2023 | 2 | 15 | 14 | 64.3375 | 0 | 25.2689 | 0 | 39.0685 | 0
2023 | 2 | 15 | 15 | 63.706 | 0 | 25.0209 | 0 | 38.6851 | 0
2023 | 2 | 15 | 16 | 64.4969 | 0 | 25.3316 | 0 | 39.1654 | 0
2023 | 2 | 15 | 17 | 66.766 | 0 | 26.2228 | 0 | 40.5433 | 0
2023 | 2 | 15 | 18 | 72.0488 | 0 | 28.2976 | 0 | 43.7512 | 0
2023 | 2 | 15 | 19 | 74.3539 | 0 | 29.203 | 0 | 45.151 | 0
2023 | 2 | 15 | 20 | 75.5684 | 0 | 29.6799 | 0 | 45.8884 | 0
2023 | 2 | 15 | 21 | 73.0932 | 0 | 28.7078 | 0 | 44.3854 | 0
2023 | 2 | 15 | 22 | 70.3164 | 0 | 27.6172 | 0 | 42.6992 | 0
2023 | 2 | 15 | 23 | 66.7507 | 0 | 26.2167 | 0 | 40.534 | 0
2023 | 2 | 15 | 24 | 61.5069 | 0 | 24.1572 | 0 | 37.3497 | 0
2023 | 2 | 16 | 1 | 56.8648 | 0 | 22.334 | 0 | 34.5308 | 0
2023 | 2 | 16 | 2 | 57.726 | 0 | 22.6722 | 0 | 35.0538 | 0
2023 | 2 | 16 | 3 | 56.2603 | 0 | 22.0966 | 0 | 34.1637 | 0
2023 | 2 | 16 | 4 | 55.7994 | 0 | 21.9156 | 0 | 33.8839 | 0
2023 | 2 | 16 | 5 | 55.3376 | 0 | 21.7342 | 0 | 33.6034 | 0
2023 | 2 | 16 | 6 | 56.3583 | 0 | 22.1351 | 0 | 34.2233 | 0
2023 | 2 | 16 | 7 | 57.1777 | 0 | 22.4569 | 0 | 34.7208 | 0
2023 | 2 | 16 | 8 | 63.6826 | 0 | 25.0117 | 0 | 38.6709 | 0
2023 | 2 | 16 | 9 | 70.0807 | 0 | 27.5246 | 0 | 42.5561 | 0
2023 | 2 | 16 | 10 | 70.8942 | 0 | 27.8441 | 0 | 43.0501 | 0
2023 | 2 | 16 | 11 | 67.4196 | 0 | 26.4795 | 0 | 40.9402 | 0
2023 | 2 | 16 | 12 | 64.1036 | 0 | 25.1771 | 0 | 38.9265 | 0
2023 | 2 | 16 | 13 | 56.2662 | 0 | 22.0989 | 0 | 34.1673 | 0
2023 | 2 | 16 | 14 | 54.2952 | 0 | 21.3248 | 0 | 32.9705 | 0
2023 | 2 | 16 | 15 | 54.0558 | 0 | 21.2308 | 0 | 32.8251 | 0
2023 | 2 | 16 | 16 | 56.0551 | 0 | 22.016 | 0 | 34.0391 | 0
2023 | 2 | 16 | 17 | 59.0347 | 0 | 23.1862 | 0 | 35.8485 | 0
2023 | 2 | 16 | 18 | 65.7465 | 0 | 25.8223 | 0 | 39.9242 | 0
2023 | 2 | 16 | 19 | 73.2345 | 0 | 28.7633 | 0 | 44.4712 | 0
2023 | 2 | 16 | 20 | 76.67 | 0 | 30.1126 | 0 | 46.5574 | 0
2023 | 2 | 16 | 21 | 75.5763 | 0 | 29.6831 | 0 | 45.8933 | 0
2023 | 2 | 16 | 22 | 73.0959 | 0 | 28.7089 | 0 | 44.3871 | 0
2023 | 2 | 16 | 23 | 69.6469 | 0 | 27.3542 | 0 | 42.2927 | 0
2023 | 2 | 16 | 24 | 64.5602 | 0 | 25.3564 | 0 | 39.2038 | 0
2023 | 2 | 17 | 1 | 59.6111 | 0 | 23.4126 | 0 | 36.1985 | 0
2023 | 2 | 17 | 2 | 61.4927 | 0 | 24.1516 | 0 | 37.3411 | 0
2023 | 2 | 17 | 3 | 60.4718 | 0 | 23.7507 | 0 | 36.7211 | 0
2023 | 2 | 17 | 4 | 60.452 | 0 | 23.7429 | 0 | 36.7091 | 0
2023 | 2 | 17 | 5 | 60.3881 | 0 | 23.7178 | 0 | 36.6703 | 0
2023 | 2 | 17 | 6 | 61.5885 | 0 | 24.1893 | 0 | 37.3993 | 0
2023 | 2 | 17 | 7 | 63.8256 | 0 | 25.0679 | 0 | 38.7577 | 0
2023 | 2 | 17 | 8 | 70.1021 | 0 | 27.533 | 0 | 42.5691 | 0
2023 | 2 | 17 | 9 | 75.0881 | 0 | 29.4913 | 0 | 45.5968 | 0
2023 | 2 | 17 | 10 | 71.126 | 0 | 27.9352 | 0 | 43.1908 | 0
2023 | 2 | 17 | 11 | 61.8986 | 0 | 24.3111 | 0 | 37.5876 | 0
2023 | 2 | 17 | 12 | 52.6992 | 0 | 20.6979 | 0 | 32.0013 | 0
2023 | 2 | 17 | 13 | 46.0841 | 0 | 18.0998 | 0 | 27.9843 | 0
2023 | 2 | 17 | 14 | 42.7478 | 0 | 16.7895 | 0 | 25.9584 | 0
2023 | 2 | 17 | 15 | 43.1664 | 0 | 16.9539 | 0 | 26.2126 | 0
2023 | 2 | 17 | 16 | 45.9302 | 0 | 18.0394 | 0 | 27.8908 | 0
2023 | 2 | 17 | 17 | 52.1341 | 0 | 20.476 | 0 | 31.6581 | 0
2023 | 2 | 17 | 18 | 63.6598 | 0 | 25.0028 | 0 | 38.6571 | 0
2023 | 2 | 17 | 19 | 72.2211 | 0 | 28.3653 | 0 | 43.8558 | 0
2023 | 2 | 17 | 20 | 76.1815 | 0 | 29.9207 | 0 | 46.2607 | 0
2023 | 2 | 17 | 21 | 75.0574 | 0 | 29.4792 | 0 | 45.5781 | 0
2023 | 2 | 17 | 22 | 73.3162 | 0 | 28.7954 | 0 | 44.5208 | 0
2023 | 2 | 17 | 23 | 70.523 | 0 | 27.6983 | 0 | 42.8246 | 0
2023 | 2 | 17 | 24 | 65.8347 | 0 | 25.857 | 0 | 39.9777 | 0
2023 | 2 | 18 | 1 | 60.6723 | 0 | 23.8294 | 0 | 36.8429 | 0
2023 | 2 | 18 | 2 | 54.1434 | 0 | 21.2651 | 0 | 32.8782 | 0
2023 | 2 | 18 | 3 | 51.4501 | 0 | 20.2073 | 0 | 31.2428 | 0
2023 | 2 | 18 | 4 | 49.5296 | 0 | 19.453 | 0 | 30.0765 | 0
2023 | 2 | 18 | 5 | 48.5121 | 0 | 19.0534 | 0 | 29.4587 | 0
2023 | 2 | 18 | 6 | 48.5767 | 0 | 19.0788 | 0 | 29.4979 | 0
2023 | 2 | 18 | 7 | 50.0029 | 0 | 19.639 | 0 | 30.364 | 0
2023 | 2 | 18 | 8 | 52.2832 | 0 | 20.5345 | 0 | 31.7486 | 0
2023 | 2 | 18 | 9 | 56.6286 | 0 | 22.2412 | 0 | 34.3874 | 0
2023 | 2 | 18 | 10 | 57.7058 | 0 | 22.6643 | 0 | 35.0415 | 0
2023 | 2 | 18 | 11 | 56.0113 | 0 | 21.9988 | 0 | 34.0126 | 0
2023 | 2 | 18 | 12 | 52.4259 | 0 | 20.5906 | 0 | 31.8353 | 0
2023 | 2 | 18 | 13 | 40.5253 | 0 | 15.9165 | 0 | 24.6087 | 0
2023 | 2 | 18 | 14 | 38.7962 | 0 | 15.2375 | 0 | 23.5588 | 0
2023 | 2 | 18 | 15 | 38.7399 | 0 | 15.2153 | 0 | 23.5246 | 0
2023 | 2 | 18 | 16 | 39.5437 | 0 | 15.531 | 0 | 24.0127 | 0
2023 | 2 | 18 | 17 | 43.2437 | 0 | 16.9842 | 0 | 26.2595 | 0
2023 | 2 | 18 | 18 | 49.6215 | 0 | 19.4891 | 0 | 30.1324 | 0
2023 | 2 | 18 | 19 | 50.4365 | 0 | 19.8092 | 0 | 30.6273 | 0
2023 | 2 | 18 | 20 | 50.5044 | 0 | 19.8359 | 0 | 30.6685 | 0
2023 | 2 | 18 | 21 | 46.5342 | 0 | 18.2766 | 0 | 28.2576 | 0
2023 | 2 | 18 | 22 | 43.5536 | 0 | 17.106 | 0 | 26.4477 | 0
2023 | 2 | 18 | 23 | 41.4132 | 0 | 16.2653 | 0 | 25.1479 | 0
2023 | 2 | 18 | 24 | 38.4761 | 0 | 15.1117 | 0 | 23.3644 | 0
2023 | 2 | 19 | 1 | 47.1325 | 0 | 18.5116 | 0 | 28.6209 | 0
2023 | 2 | 19 | 2 | 33.6515 | 0 | 13.2168 | 0 | 20.4346 | 0
2023 | 2 | 19 | 3 | 31.4259 | 0 | 12.3427 | 0 | 19.0832 | 0
2023 | 2 | 19 | 4 | 30.5066 | 0 | 11.9816 | 0 | 18.5249 | 0
2023 | 2 | 19 | 5 | 30.1896 | 0 | 11.8571 | 0 | 18.3324 | 0
2023 | 2 | 19 | 6 | 31.2159 | 0 | 12.2602 | 0 | 18.9557 | 0
2023 | 2 | 19 | 7 | 35.0445 | 0 | 13.7639 | 0 | 21.2806 | 0
2023 | 2 | 19 | 8 | 37.3169 | 0 | 14.6564 | 0 | 22.6604 | 0
2023 | 2 | 19 | 9 | 40.5039 | 0 | 15.9081 | 0 | 24.5957 | 0
2023 | 2 | 19 | 10 | 39.9362 | 0 | 15.6852 | 0 | 24.251 | 0
2023 | 2 | 19 | 11 | 36.7497 | 0 | 14.4337 | 0 | 22.316 | 0
2023 | 2 | 19 | 12 | 34.0367 | 0 | 13.3681 | 0 | 20.6686 | 0
2023 | 2 | 19 | 13 | 35.2753 | 0 | 13.8546 | 0 | 21.4207 | 0
2023 | 2 | 19 | 14 | 32.3217 | 0 | 12.6945 | 0 | 19.6272 | 0
2023 | 2 | 19 | 15 | 30.6654 | 0 | 12.044 | 0 | 18.6214 | 0
2023 | 2 | 19 | 16 | 31.6424 | 0 | 12.4277 | 0 | 19.2147 | 0
2023 | 2 | 19 | 17 | 37.566 | 0 | 14.7543 | 0 | 22.8117 | 0
2023 | 2 | 19 | 18 | 45.2775 | 0 | 17.783 | 0 | 27.4945 | 0
2023 | 2 | 19 | 19 | 61.4074 | 0 | 24.1181 | 0 | 37.2893 | 0
2023 | 2 | 19 | 20 | 63.787 | 0 | 25.0527 | 0 | 38.7343 | 0
2023 | 2 | 19 | 21 | 61.7182 | 0 | 24.2402 | 0 | 37.478 | 0
2023 | 2 | 19 | 22 | 59.0034 | 0 | 23.174 | 0 | 35.8295 | 0
2023 | 2 | 19 | 23 | 56.2512 | 0 | 22.093 | 0 | 34.1582 | 0
2023 | 2 | 19 | 24 | 52.5884 | 0 | 20.6544 | 0 | 31.934 | 0
2023 | 2 | 20 | 1 | 43.658 | 0 | 17.1469 | 0 | 26.5111 | 0
2023 | 2 | 20 | 2 | 46.1866 | 0 | 18.1401 | 0 | 28.0465 | 0
2023 | 2 | 20 | 3 | 45.9301 | 0 | 18.0393 | 0 | 27.8908 | 0
2023 | 2 | 20 | 4 | 45.5624 | 0 | 17.8949 | 0 | 27.6675 | 0
2023 | 2 | 20 | 5 | 46.1182 | 0 | 18.1132 | 0 | 28.005 | 0
2023 | 2 | 20 | 6 | 46.5775 | 0 | 18.2936 | 0 | 28.2839 | 0
2023 | 2 | 20 | 7 | 45.9668 | 0 | 18.0537 | 0 | 27.9131 | 0
2023 | 2 | 20 | 8 | 49.7044 | 0 | 19.5217 | 0 | 30.1827 | 0
2023 | 2 | 20 | 9 | 53.3252 | 0 | 20.9438 | 0 | 32.3814 | 0
2023 | 2 | 20 | 10 | 55.9155 | 0 | 21.9611 | 0 | 33.9543 | 0
2023 | 2 | 20 | 11 | 54.1808 | 0 | 21.2798 | 0 | 32.9009 | 0
2023 | 2 | 20 | 12 | 51.1133 | 0 | 20.075 | 0 | 31.0382 | 0
2023 | 2 | 20 | 13 | 43.0832 | 0 | 16.9212 | 0 | 26.162 | 0
2023 | 2 | 20 | 14 | 39.4825 | 0 | 15.507 | 0 | 23.9755 | 0
2023 | 2 | 20 | 15 | 42.9477 | 0 | 16.868 | 0 | 26.0797 | 0
2023 | 2 | 20 | 16 | 45.763 | 0 | 17.9737 | 0 | 27.7893 | 0
2023 | 2 | 20 | 17 | 48.8306 | 0 | 19.1785 | 0 | 29.6521 | 0
2023 | 2 | 20 | 18 | 59.4285 | 0 | 23.3409 | 0 | 36.0876 | 0
2023 | 2 | 20 | 19 | 66.757 | 0 | 26.2192 | 0 | 40.5378 | 0
2023 | 2 | 20 | 20 | 66.6692 | 0 | 26.1847 | 0 | 40.4845 | 0
2023 | 2 | 20 | 21 | 64.1823 | 0 | 25.208 | 0 | 38.9743 | 0
2023 | 2 | 20 | 22 | 59.8907 | 0 | 23.5224 | 0 | 36.3683 | 0
2023 | 2 | 20 | 23 | 56.5326 | 0 | 22.2035 | 0 | 34.3291 | 0
2023 | 2 | 20 | 24 | 52.9667 | 0 | 20.803 | 0 | 32.1637 | 0
2023 | 2 | 21 | 1 | 51.7401 | 0 | 20.3212 | 0 | 31.4189 | 0
2023 | 2 | 21 | 2 | 55.7735 | 0 | 21.9054 | 0 | 33.8681 | 0
2023 | 2 | 21 | 3 | 54.5729 | 0 | 21.4338 | 0 | 33.1391 | 0
2023 | 2 | 21 | 4 | 54.3431 | 0 | 21.3436 | 0 | 32.9995 | 0
2023 | 2 | 21 | 5 | 54.3642 | 0 | 21.3519 | 0 | 33.0124 | 0
2023 | 2 | 21 | 6 | 55.293 | 0 | 21.7167 | 0 | 33.5764 | 0
2023 | 2 | 21 | 7 | 58.3312 | 0 | 22.9099 | 0 | 35.4212 | 0
2023 | 2 | 21 | 8 | 64.5632 | 0 | 25.3576 | 0 | 39.2056 | 0
2023 | 2 | 21 | 9 | 69.7565 | 0 | 27.3973 | 0 | 42.3592 | 0
2023 | 2 | 21 | 10 | 67.5883 | 0 | 26.5457 | 0 | 41.0426 | 0
2023 | 2 | 21 | 11 | 61.6275 | 0 | 24.2046 | 0 | 37.423 | 0
2023 | 2 | 21 | 12 | 55.5255 | 0 | 21.808 | 0 | 33.7175 | 0
2023 | 2 | 21 | 13 | 46.8477 | 0 | 18.3997 | 0 | 28.448 | 0
2023 | 2 | 21 | 14 | 44.1583 | 0 | 17.3434 | 0 | 26.8149 | 0
2023 | 2 | 21 | 15 | 45.0544 | 0 | 17.6954 | 0 | 27.359 | 0
2023 | 2 | 21 | 16 | 47.639 | 0 | 18.7105 | 0 | 28.9285 | 0
2023 | 2 | 21 | 17 | 53.3192 | 0 | 20.9415 | 0 | 32.3778 | 0
2023 | 2 | 21 | 18 | 63.2135 | 0 | 24.8275 | 0 | 38.386 | 0
2023 | 2 | 21 | 19 | 68.133 | 0 | 26.7597 | 0 | 41.3734 | 0
2023 | 2 | 21 | 20 | 72.7852 | 0 | 28.5868 | 0 | 44.1984 | 0
2023 | 2 | 21 | 21 | 72.2078 | 0 | 28.3601 | 0 | 43.8478 | 0
2023 | 2 | 21 | 22 | 70.0573 | 0 | 27.5154 | 0 | 42.5419 | 0
2023 | 2 | 21 | 23 | 66.5162 | 0 | 26.1246 | 0 | 40.3915 | 0
2023 | 2 | 21 | 24 | 61.3493 | 0 | 24.0953 | 0 | 37.254 | 0
2023 | 2 | 22 | 1 | 58.0714 | 0 | 22.8079 | 0 | 35.2635 | 0
2023 | 2 | 22 | 2 | 54.4694 | 0 | 21.3932 | 0 | 33.0762 | 0
2023 | 2 | 22 | 3 | 52.8445 | 0 | 20.755 | 0 | 32.0895 | 0
2023 | 2 | 22 | 4 | 52.3646 | 0 | 20.5665 | 0 | 31.7981 | 0
2023 | 2 | 22 | 5 | 52.4366 | 0 | 20.5948 | 0 | 31.8418 | 0
2023 | 2 | 22 | 6 | 53.0922 | 0 | 20.8523 | 0 | 32.2399 | 0
2023 | 2 | 22 | 7 | 55.9528 | 0 | 21.9758 | 0 | 33.977 | 0
2023 | 2 | 22 | 8 | 61.7592 | 0 | 24.2563 | 0 | 37.5029 | 0
2023 | 2 | 22 | 9 | 65.353 | 0 | 25.6678 | 0 | 39.6852 | 0
2023 | 2 | 22 | 10 | 60.3673 | 0 | 23.7096 | 0 | 36.6577 | 0
2023 | 2 | 22 | 11 | 52.6974 | 0 | 20.6972 | 0 | 32.0002 | 0
2023 | 2 | 22 | 12 | 46.5146 | 0 | 18.2689 | 0 | 28.2457 | 0
2023 | 2 | 22 | 13 | 44.9676 | 0 | 17.6613 | 0 | 27.3063 | 0
2023 | 2 | 22 | 14 | 42.3573 | 0 | 16.6361 | 0 | 25.7212 | 0
2023 | 2 | 22 | 15 | 42.2132 | 0 | 16.5795 | 0 | 25.6337 | 0
2023 | 2 | 22 | 16 | 43.5863 | 0 | 17.1188 | 0 | 26.4675 | 0
2023 | 2 | 22 | 17 | 48.8967 | 0 | 19.2045 | 0 | 29.6922 | 0
2023 | 2 | 22 | 18 | 58.9674 | 0 | 23.1598 | 0 | 35.8076 | 0
2023 | 2 | 22 | 19 | 67.052 | 0 | 26.3351 | 0 | 40.7169 | 0
2023 | 2 | 22 | 20 | 70.3256 | 0 | 27.6208 | 0 | 42.7048 | 0
2023 | 2 | 22 | 21 | 68.875 | 0 | 27.0511 | 0 | 41.8239 | 0
2023 | 2 | 22 | 22 | 66.6171 | 0 | 26.1643 | 0 | 40.4528 | 0
2023 | 2 | 22 | 23 | 63.0118 | 0 | 24.7483 | 0 | 38.2636 | 0
2023 | 2 | 22 | 24 | 57.7748 | 0 | 22.6914 | 0 | 35.0834 | 0
2023 | 2 | 23 | 1 | 53.8709 | 0 | 21.1581 | 0 | 32.7128 | 0
2023 | 2 | 23 | 2 | 51.4163 | 0 | 20.1941 | 0 | 31.2223 | 0
2023 | 2 | 23 | 3 | 49.6404 | 0 | 19.4966 | 0 | 30.1439 | 0
2023 | 2 | 23 | 4 | 49.1115 | 0 | 19.2888 | 0 | 29.8227 | 0
2023 | 2 | 23 | 5 | 48.6795 | 0 | 19.1192 | 0 | 29.5603 | 0
2023 | 2 | 23 | 6 | 49.2054 | 0 | 19.3257 | 0 | 29.8797 | 0
2023 | 2 | 23 | 7 | 47.9427 | 0 | 18.8298 | 0 | 29.1129 | 0
2023 | 2 | 23 | 8 | 54.2895 | 0 | 21.3225 | 0 | 32.967 | 0
2023 | 2 | 23 | 9 | 61.0702 | 0 | 23.9857 | 0 | 37.0845 | 0
2023 | 2 | 23 | 10 | 61.8157 | 0 | 24.2785 | 0 | 37.5372 | 0
2023 | 2 | 23 | 11 | 59.3094 | 0 | 23.2941 | 0 | 36.0153 | 0
2023 | 2 | 23 | 12 | 56.1583 | 0 | 22.0565 | 0 | 34.1018 | 0
2023 | 2 | 23 | 13 | 51.8274 | 0 | 20.3555 | 0 | 31.4719 | 0
2023 | 2 | 23 | 14 | 50.8124 | 0 | 19.9569 | 0 | 30.8555 | 0
2023 | 2 | 23 | 15 | 50.3454 | 0 | 19.7735 | 0 | 30.572 | 0
2023 | 2 | 23 | 16 | 49.4574 | 0 | 19.4247 | 0 | 30.0327 | 0
2023 | 2 | 23 | 17 | 51.1844 | 0 | 20.103 | 0 | 31.0814 | 0
2023 | 2 | 23 | 18 | 56.1383 | 0 | 22.0487 | 0 | 34.0897 | 0
2023 | 2 | 23 | 19 | 66.9328 | 0 | 26.2882 | 0 | 40.6445 | 0
2023 | 2 | 23 | 20 | 68.6283 | 0 | 26.9542 | 0 | 41.6741 | 0
2023 | 2 | 23 | 21 | 66.3515 | 0 | 26.06 | 0 | 40.2916 | 0
2023 | 2 | 23 | 22 | 63.7537 | 0 | 25.0396 | 0 | 38.714 | 0
2023 | 2 | 23 | 23 | 60.1184 | 0 | 23.6119 | 0 | 36.5065 | 0
2023 | 2 | 23 | 24 | 54.9617 | 0 | 21.5865 | 0 | 33.3752 | 0
2023 | 2 | 24 | 1 | 52.119 | 0 | 20.47 | 0 | 31.6489 | 0
2023 | 2 | 24 | 2 | 52.2936 | 0 | 20.5386 | 0 | 31.755 | 0
2023 | 2 | 24 | 3 | 50.8786 | 0 | 19.9829 | 0 | 30.8957 | 0
2023 | 2 | 24 | 4 | 50.6362 | 0 | 19.8877 | 0 | 30.7485 | 0
2023 | 2 | 24 | 5 | 50.4389 | 0 | 19.8102 | 0 | 30.6287 | 0
2023 | 2 | 24 | 6 | 51.3729 | 0 | 20.177 | 0 | 31.1959 | 0
2023 | 2 | 24 | 7 | 53.8611 | 0 | 21.1543 | 0 | 32.7068 | 0
2023 | 2 | 24 | 8 | 60.0177 | 0 | 23.5723 | 0 | 36.4454 | 0
2023 | 2 | 24 | 9 | 66.6696 | 0 | 26.1849 | 0 | 40.4847 | 0
2023 | 2 | 24 | 10 | 67.597 | 0 | 26.5491 | 0 | 41.0478 | 0
2023 | 2 | 24 | 11 | 64.3092 | 0 | 25.2578 | 0 | 39.0514 | 0
2023 | 2 | 24 | 12 | 60.2962 | 0 | 23.6817 | 0 | 36.6145 | 0
2023 | 2 | 24 | 13 | 54.5458 | 0 | 21.4232 | 0 | 33.1226 | 0
2023 | 2 | 24 | 14 | 53.6301 | 0 | 21.0635 | 0 | 32.5666 | 0
2023 | 2 | 24 | 15 | 54.0972 | 0 | 21.247 | 0 | 32.8502 | 0
2023 | 2 | 24 | 16 | 54.2974 | 0 | 21.3256 | 0 | 32.9718 | 0
2023 | 2 | 24 | 17 | 56.3622 | 0 | 22.1366 | 0 | 34.2256 | 0
2023 | 2 | 24 | 18 | 61.5831 | 0 | 24.1872 | 0 | 37.396 | 0
2023 | 2 | 24 | 19 | 62.6668 | 0 | 24.6127 | 0 | 38.054 | 0
2023 | 2 | 24 | 20 | 65.0672 | 0 | 25.5555 | 0 | 39.5117 | 0
2023 | 2 | 24 | 21 | 63.2927 | 0 | 24.8586 | 0 | 38.4341 | 0
2023 | 2 | 24 | 22 | 61.4527 | 0 | 24.1359 | 0 | 37.3168 | 0
2023 | 2 | 24 | 23 | 58.8158 | 0 | 23.1003 | 0 | 35.7155 | 0
2023 | 2 | 24 | 24 | 54.2574 | 0 | 21.3099 | 0 | 32.9475 | 0
2023 | 2 | 25 | 1 | 55.7419 | 0 | 21.893 | 0 | 33.8489 | 0
2023 | 2 | 25 | 2 | 51.1283 | 0 | 20.0809 | 0 | 31.0473 | 0
2023 | 2 | 25 | 3 | 49.4038 | 0 | 19.4036 | 0 | 30.0002 | 0
2023 | 2 | 25 | 4 | 48.9651 | 0 | 19.2313 | 0 | 29.7338 | 0
2023 | 2 | 25 | 5 | 48.9225 | 0 | 19.2146 | 0 | 29.7079 | 0
2023 | 2 | 25 | 6 | 49.4879 | 0 | 19.4367 | 0 | 30.0512 | 0
2023 | 2 | 25 | 7 | 49.7518 | 0 | 19.5403 | 0 | 30.2115 | 0
2023 | 2 | 25 | 8 | 52.8921 | 0 | 20.7737 | 0 | 32.1184 | 0
2023 | 2 | 25 | 9 | 55.8708 | 0 | 21.9436 | 0 | 33.9272 | 0
2023 | 2 | 25 | 10 | 54.7409 | 0 | 21.4998 | 0 | 33.2411 | 0
2023 | 2 | 25 | 11 | 51.5158 | 0 | 20.2331 | 0 | 31.2826 | 0
2023 | 2 | 25 | 12 | 47.9849 | 0 | 18.8464 | 0 | 29.1386 | 0
2023 | 2 | 25 | 13 | 47.8269 | 0 | 18.7843 | 0 | 29.0426 | 0
2023 | 2 | 25 | 14 | 45.6889 | 0 | 17.9446 | 0 | 27.7443 | 0
2023 | 2 | 25 | 15 | 45.5687 | 0 | 17.8974 | 0 | 27.6713 | 0
2023 | 2 | 25 | 16 | 47.9457 | 0 | 18.831 | 0 | 29.1147 | 0
2023 | 2 | 25 | 17 | 53.0948 | 0 | 20.8533 | 0 | 32.2415 | 0
2023 | 2 | 25 | 18 | 61.8609 | 0 | 24.2963 | 0 | 37.5647 | 0
2023 | 2 | 25 | 19 | 70.0901 | 0 | 27.5283 | 0 | 42.5618 | 0
2023 | 2 | 25 | 20 | 72.719 | 0 | 28.5608 | 0 | 44.1581 | 0
2023 | 2 | 25 | 21 | 70.6501 | 0 | 27.7483 | 0 | 42.9019 | 0
2023 | 2 | 25 | 22 | 68.0949 | 0 | 26.7447 | 0 | 41.3502 | 0
2023 | 2 | 25 | 23 | 65.1508 | 0 | 25.5884 | 0 | 39.5624 | 0
2023 | 2 | 25 | 24 | 60.7839 | 0 | 23.8732 | 0 | 36.9106 | 0
2023 | 2 | 26 | 1 | 56.1336 | 0 | 22.0468 | 0 | 34.0868 | 0
2023 | 2 | 26 | 2 | 49.7461 | 0 | 19.5381 | 0 | 30.208 | 0
2023 | 2 | 26 | 3 | 47.5531 | 0 | 18.6768 | 0 | 28.8763 | 0
2023 | 2 | 26 | 4 | 46.341 | 0 | 18.2007 | 0 | 28.1403 | 0
2023 | 2 | 26 | 5 | 45.4559 | 0 | 17.8531 | 0 | 27.6028 | 0
2023 | 2 | 26 | 6 | 45.4327 | 0 | 17.844 | 0 | 27.5887 | 0
2023 | 2 | 26 | 7 | 42.481 | 0 | 16.6847 | 0 | 25.7963 | 0
2023 | 2 | 26 | 8 | 44.5794 | 0 | 17.5088 | 0 | 27.0706 | 0
2023 | 2 | 26 | 9 | 47.2158 | 0 | 18.5443 | 0 | 28.6715 | 0
2023 | 2 | 26 | 10 | 44.4815 | 0 | 17.4704 | 0 | 27.0111 | 0
2023 | 2 | 26 | 11 | 38.6264 | 0 | 15.1707 | 0 | 23.4556 | 0
2023 | 2 | 26 | 12 | 34.1733 | 0 | 13.4218 | 0 | 20.7515 | 0
2023 | 2 | 26 | 13 | 31.3971 | 0 | 12.3314 | 0 | 19.0657 | 0
2023 | 2 | 26 | 14 | 30.2792 | 0 | 11.8923 | 0 | 18.3869 | 0
2023 | 2 | 26 | 15 | 30.6326 | 0 | 12.0311 | 0 | 18.6014 | 0
2023 | 2 | 26 | 16 | 32.5464 | 0 | 12.7828 | 0 | 19.7636 | 0
2023 | 2 | 26 | 17 | 37.9773 | 0 | 14.9158 | 0 | 23.0615 | 0
2023 | 2 | 26 | 18 | 46.8909 | 0 | 18.4167 | 0 | 28.4742 | 0
2023 | 2 | 26 | 19 | 56.3033 | 0 | 22.1135 | 0 | 34.1898 | 0
2023 | 2 | 26 | 20 | 57.8569 | 0 | 22.7236 | 0 | 35.1332 | 0
2023 | 2 | 26 | 21 | 55.4219 | 0 | 21.7673 | 0 | 33.6546 | 0
2023 | 2 | 26 | 22 | 52.9984 | 0 | 20.8154 | 0 | 32.183 | 0
2023 | 2 | 26 | 23 | 50.2147 | 0 | 19.7221 | 0 | 30.4926 | 0
2023 | 2 | 26 | 24 | 46.2576 | 0 | 18.168 | 0 | 28.0897 | 0
2023 | 2 | 27 | 1 | 49.3159 | 0 | 19.3691 | 0 | 29.9468 | 0
2023 | 2 | 27 | 2 | 40.7137 | 0 | 15.9905 | 0 | 24.7231 | 0
2023 | 2 | 27 | 3 | 38.8274 | 0 | 15.2497 | 0 | 23.5777 | 0
2023 | 2 | 27 | 4 | 38.2577 | 0 | 15.026 | 0 | 23.2318 | 0
2023 | 2 | 27 | 5 | 37.988 | 0 | 14.92 | 0 | 23.068 | 0
2023 | 2 | 27 | 6 | 38.5527 | 0 | 15.1418 | 0 | 23.4109 | 0
2023 | 2 | 27 | 7 | 41.8943 | 0 | 16.4542 | 0 | 25.44 | 0
2023 | 2 | 27 | 8 | 47.4686 | 0 | 18.6436 | 0 | 28.825 | 0
2023 | 2 | 27 | 9 | 50.8747 | 0 | 19.9814 | 0 | 30.8934 | 0
2023 | 2 | 27 | 10 | 46.282 | 0 | 18.1775 | 0 | 28.1045 | 0
2023 | 2 | 27 | 11 | 39.7337 | 0 | 15.6056 | 0 | 24.128 | 0
2023 | 2 | 27 | 12 | 36.1778 | 0 | 14.2091 | 0 | 21.9688 | 0
2023 | 2 | 27 | 13 | 28.385 | 0 | 11.1484 | 0 | 17.2366 | 0
2023 | 2 | 27 | 14 | 27.5798 | 0 | 10.8321 | 0 | 16.7477 | 0
2023 | 2 | 27 | 15 | 27.9364 | 0 | 10.9722 | 0 | 16.9642 | 0
2023 | 2 | 27 | 16 | 29.2803 | 0 | 11.5 | 0 | 17.7803 | 0
2023 | 2 | 27 | 17 | 34.6791 | 0 | 13.6204 | 0 | 21.0587 | 0
2023 | 2 | 27 | 18 | 43.9085 | 0 | 17.2453 | 0 | 26.6632 | 0
2023 | 2 | 27 | 19 | 52.8287 | 0 | 20.7488 | 0 | 32.0799 | 0
2023 | 2 | 27 | 20 | 56.0112 | 0 | 21.9987 | 0 | 34.0125 | 0
2023 | 2 | 27 | 21 | 54.4779 | 0 | 21.3965 | 0 | 33.0814 | 0
2023 | 2 | 27 | 22 | 52.1432 | 0 | 20.4796 | 0 | 31.6637 | 0
2023 | 2 | 27 | 23 | 48.9892 | 0 | 19.2408 | 0 | 29.7484 | 0
2023 | 2 | 27 | 24 | 44.2819 | 0 | 17.392 | 0 | 26.8899 | 0
2023 | 2 | 28 | 1 | 44.9345 | 0 | 17.6483 | 0 | 27.2862 | 0
2023 | 2 | 28 | 2 | 42.7929 | 0 | 16.8072 | 0 | 25.9857 | 0
2023 | 2 | 28 | 3 | 41.7303 | 0 | 16.3898 | 0 | 25.3405 | 0
2023 | 2 | 28 | 4 | 41.8438 | 0 | 16.4344 | 0 | 25.4094 | 0
2023 | 2 | 28 | 5 | 42.1465 | 0 | 16.5533 | 0 | 25.5932 | 0
2023 | 2 | 28 | 6 | 43.4619 | 0 | 17.0699 | 0 | 26.392 | 0
2023 | 2 | 28 | 7 | 48.5437 | 0 | 19.0658 | 0 | 29.4779 | 0
2023 | 2 | 28 | 8 | 55.0834 | 0 | 21.6344 | 0 | 33.4491 | 0
2023 | 2 | 28 | 9 | 61.2854 | 0 | 24.0702 | 0 | 37.2152 | 0
2023 | 2 | 28 | 10 | 61.6376 | 0 | 24.2086 | 0 | 37.4291 | 0
2023 | 2 | 28 | 11 | 57.9161 | 0 | 22.7469 | 0 | 35.1692 | 0
2023 | 2 | 28 | 12 | 54.7461 | 0 | 21.5018 | 0 | 33.2442 | 0
2023 | 2 | 28 | 13 | 47.6394 | 0 | 18.7107 | 0 | 28.9287 | 0
2023 | 2 | 28 | 14 | 47.0096 | 0 | 18.4633 | 0 | 28.5463 | 0
2023 | 2 | 28 | 15 | 48.4232 | 0 | 19.0185 | 0 | 29.4047 | 0
2023 | 2 | 28 | 16 | 49.5757 | 0 | 19.4712 | 0 | 30.1046 | 0
2023 | 2 | 28 | 17 | 53.2371 | 0 | 20.9092 | 0 | 32.3279 | 0
2023 | 2 | 28 | 18 | 59.8902 | 0 | 23.5222 | 0 | 36.3679 | 0
2023 | 2 | 28 | 19 | 65.6158 | 0 | 25.771 | 0 | 39.8448 | 0
2023 | 2 | 28 | 20 | 67.9508 | 0 | 26.6881 | 0 | 41.2627 | 0
2023 | 2 | 28 | 21 | 66.9078 | 0 | 26.2784 | 0 | 40.6294 | 0
2023 | 2 | 28 | 22 | 64.3944 | 0 | 25.2913 | 0 | 39.1031 | 0
2023 | 2 | 28 | 23 | 60.8626 | 0 | 23.9042 | 0 | 36.9585 | 0
2023 | 2 | 28 | 24 | 55.5768 | 0 | 21.8281 | 0 | 33.7487 | 0
2023 | 3 | 1 | 1 | 55.1533 | 0 | 21.6618 | 0 | 33.4915 | 0
2023 | 3 | 1 | 2 | 53.1491 | 0 | 20.8746 | 0 | 32.2745 | 0
2023 | 3 | 1 | 3 | 52.4988 | 0 | 20.6192 | 0 | 31.8796 | 0
2023 | 3 | 1 | 4 | 52.6099 | 0 | 20.6629 | 0 | 31.947 | 0
2023 | 3 | 1 | 5 | 53.0837 | 0 | 20.8489 | 0 | 32.2348 | 0
2023 | 3 | 1 | 6 | 54.7438 | 0 | 21.5009 | 0 | 33.2428 | 0
2023 | 3 | 1 | 7 | 54.8903 | 0 | 21.5585 | 0 | 33.3318 | 0
2023 | 3 | 1 | 8 | 60.5252 | 0 | 23.7717 | 0 | 36.7536 | 0
2023 | 3 | 1 | 9 | 66.0489 | 0 | 25.9411 | 0 | 40.1078 | 0
2023 | 3 | 1 | 10 | 64.6512 | 0 | 25.3922 | 0 | 39.2591 | 0
2023 | 3 | 1 | 11 | 59.7985 | 0 | 23.4862 | 0 | 36.3123 | 0
2023 | 3 | 1 | 12 | 54.8329 | 0 | 21.5359 | 0 | 33.2969 | 0
2023 | 3 | 1 | 13 | 46.025 | 0 | 18.0766 | 0 | 27.9484 | 0
2023 | 3 | 1 | 14 | 43.9029 | 0 | 17.2431 | 0 | 26.6598 | 0
2023 | 3 | 1 | 15 | 44.2902 | 0 | 17.3953 | 0 | 26.895 | 0
2023 | 3 | 1 | 16 | 45.2903 | 0 | 17.788 | 0 | 27.5022 | 0
2023 | 3 | 1 | 17 | 48.0086 | 0 | 18.8557 | 0 | 29.153 | 0
2023 | 3 | 1 | 18 | 56.1222 | 0 | 22.0423 | 0 | 34.0799 | 0
2023 | 3 | 1 | 19 | 62.558 | 0 | 24.57 | 0 | 37.988 | 0
2023 | 3 | 1 | 20 | 65.1254 | 0 | 25.5784 | 0 | 39.547 | 0
2023 | 3 | 1 | 21 | 64.5126 | 0 | 25.3377 | 0 | 39.1749 | 0
2023 | 3 | 1 | 22 | 63.001 | 0 | 24.744 | 0 | 38.257 | 0
2023 | 3 | 1 | 23 | 59.4176 | 0 | 23.3366 | 0 | 36.081 | 0
2023 | 3 | 1 | 24 | 54.9383 | 0 | 21.5773 | 0 | 33.3609 | 0
2023 | 3 | 2 | 1 | 58.3737 | 0 | 22.9266 | 0 | 35.4471 | 0
2023 | 3 | 2 | 2 | 53.5504 | 0 | 21.0322 | 0 | 32.5182 | 0
2023 | 3 | 2 | 3 | 52.4247 | 0 | 20.5901 | 0 | 31.8346 | 0
2023 | 3 | 2 | 4 | 52.3224 | 0 | 20.5499 | 0 | 31.7725 | 0
2023 | 3 | 2 | 5 | 51.9949 | 0 | 20.4213 | 0 | 31.5736 | 0
2023 | 3 | 2 | 6 | 52.9704 | 0 | 20.8044 | 0 | 32.166 | 0
2023 | 3 | 2 | 7 | 55.36 | 0 | 21.743 | 0 | 33.617 | 0
2023 | 3 | 2 | 8 | 60.8685 | 0 | 23.9065 | 0 | 36.962 | 0
2023 | 3 | 2 | 9 | 65.4061 | 0 | 25.6886 | 0 | 39.7174 | 0
2023 | 3 | 2 | 10 | 61.0883 | 0 | 23.9928 | 0 | 37.0955 | 0
2023 | 3 | 2 | 11 | 53.9773 | 0 | 21.1999 | 0 | 32.7774 | 0
2023 | 3 | 2 | 12 | 48.2287 | 0 | 18.9421 | 0 | 29.2866 | 0
2023 | 3 | 2 | 13 | 40.8918 | 0 | 16.0605 | 0 | 24.8313 | 0
2023 | 3 | 2 | 14 | 37.9887 | 0 | 14.9203 | 0 | 23.0684 | 0
2023 | 3 | 2 | 15 | 37.7167 | 0 | 14.8135 | 0 | 22.9032 | 0
2023 | 3 | 2 | 16 | 39.3045 | 0 | 15.4371 | 0 | 23.8674 | 0
2023 | 3 | 2 | 17 | 44.0978 | 0 | 17.3197 | 0 | 26.7781 | 0
2023 | 3 | 2 | 18 | 55.6448 | 0 | 21.8548 | 0 | 33.79 | 0
2023 | 3 | 2 | 19 | 70.8118 | 0 | 27.8118 | 0 | 43 | 0
2023 | 3 | 2 | 20 | 75.5185 | 0 | 29.6603 | 0 | 45.8581 | 0
2023 | 3 | 2 | 21 | 75.2603 | 0 | 29.5589 | 0 | 45.7014 | 0
2023 | 3 | 2 | 22 | 73.6321 | 0 | 28.9194 | 0 | 44.7126 | 0
2023 | 3 | 2 | 23 | 69.6898 | 0 | 27.3711 | 0 | 42.3187 | 0
2023 | 3 | 2 | 24 | 64.6816 | 0 | 25.4041 | 0 | 39.2775 | 0
2023 | 3 | 3 | 1 | 57.3562 | 0 | 22.527 | 0 | 34.8292 | 0
2023 | 3 | 3 | 2 | 63.5761 | 0 | 24.9699 | 0 | 38.6062 | 0
2023 | 3 | 3 | 3 | 62.6243 | 0 | 24.5961 | 0 | 38.0282 | 0
2023 | 3 | 3 | 4 | 62.3482 | 0 | 24.4876 | 0 | 37.8606 | 0
2023 | 3 | 3 | 5 | 61.5522 | 0 | 24.175 | 0 | 37.3772 | 0
2023 | 3 | 3 | 6 | 62.2471 | 0 | 24.4479 | 0 | 37.7992 | 0
2023 | 3 | 3 | 7 | 64.7064 | 0 | 25.4138 | 0 | 39.2926 | 0
2023 | 3 | 3 | 8 | 69.683 | 0 | 27.3684 | 0 | 42.3146 | 0
2023 | 3 | 3 | 9 | 74.2146 | 0 | 29.1482 | 0 | 45.0664 | 0
2023 | 3 | 3 | 10 | 70.781 | 0 | 27.7997 | 0 | 42.9813 | 0
2023 | 3 | 3 | 11 | 63.8465 | 0 | 25.0761 | 0 | 38.7704 | 0
2023 | 3 | 3 | 12 | 58.3077 | 0 | 22.9007 | 0 | 35.407 | 0
2023 | 3 | 3 | 13 | 58.7112 | 0 | 23.0592 | 0 | 35.652 | 0
2023 | 3 | 3 | 14 | 57.2496 | 0 | 22.4851 | 0 | 34.7645 | 0
2023 | 3 | 3 | 15 | 57.22 | 0 | 22.4735 | 0 | 34.7465 | 0
2023 | 3 | 3 | 16 | 57.86 | 0 | 22.7249 | 0 | 35.1351 | 0
2023 | 3 | 3 | 17 | 59.5861 | 0 | 23.4028 | 0 | 36.1833 | 0
2023 | 3 | 3 | 18 | 66.1895 | 0 | 25.9963 | 0 | 40.1932 | 0
2023 | 3 | 3 | 19 | 72.775 | 0 | 28.5828 | 0 | 44.1922 | 0
2023 | 3 | 3 | 20 | 76.5 | 0 | 30.0458 | 0 | 46.4541 | 0
2023 | 3 | 3 | 21 | 75.6447 | 0 | 29.7099 | 0 | 45.9348 | 0
2023 | 3 | 3 | 22 | 74.3839 | 0 | 29.2147 | 0 | 45.1691 | 0
2023 | 3 | 3 | 23 | 71.1883 | 0 | 27.9596 | 0 | 43.2287 | 0
2023 | 3 | 3 | 24 | 66.3391 | 0 | 26.0551 | 0 | 40.284 | 0
2023 | 3 | 4 | 1 | 59.4708 | 0 | 23.3575 | 0 | 36.1133 | 0
2023 | 3 | 4 | 2 | 57.7991 | 0 | 22.7009 | 0 | 35.0981 | 0
2023 | 3 | 4 | 3 | 56.0079 | 0 | 21.9974 | 0 | 34.0104 | 0
2023 | 3 | 4 | 4 | 54.7617 | 0 | 21.508 | 0 | 33.2537 | 0
2023 | 3 | 4 | 5 | 53.9732 | 0 | 21.1983 | 0 | 32.7749 | 0
2023 | 3 | 4 | 6 | 54.445 | 0 | 21.3836 | 0 | 33.0614 | 0
2023 | 3 | 4 | 7 | 54.1082 | 0 | 21.2513 | 0 | 32.8569 | 0
2023 | 3 | 4 | 8 | 55.5919 | 0 | 21.834 | 0 | 33.7578 | 0
2023 | 3 | 4 | 9 | 57.3019 | 0 | 22.5057 | 0 | 34.7962 | 0
2023 | 3 | 4 | 10 | 55.4784 | 0 | 21.7895 | 0 | 33.6889 | 0
2023 | 3 | 4 | 11 | 52.5995 | 0 | 20.6588 | 0 | 31.9407 | 0
2023 | 3 | 4 | 12 | 49.8874 | 0 | 19.5936 | 0 | 30.2938 | 0
2023 | 3 | 4 | 13 | 46.4518 | 0 | 18.2442 | 0 | 28.2076 | 0
2023 | 3 | 4 | 14 | 44.3643 | 0 | 17.4244 | 0 | 26.94 | 0
2023 | 3 | 4 | 15 | 43.5326 | 0 | 17.0977 | 0 | 26.4349 | 0
2023 | 3 | 4 | 16 | 45.9415 | 0 | 18.0438 | 0 | 27.8977 | 0
2023 | 3 | 4 | 17 | 49.8092 | 0 | 19.5629 | 0 | 30.2464 | 0
2023 | 3 | 4 | 18 | 57.2443 | 0 | 22.4831 | 0 | 34.7613 | 0
2023 | 3 | 4 | 19 | 69.1843 | 0 | 27.1725 | 0 | 42.0117 | 0
2023 | 3 | 4 | 20 | 72.7856 | 0 | 28.587 | 0 | 44.1986 | 0
2023 | 3 | 4 | 21 | 71.5141 | 0 | 28.0876 | 0 | 43.4265 | 0
2023 | 3 | 4 | 22 | 69.3003 | 0 | 27.2181 | 0 | 42.0822 | 0
2023 | 3 | 4 | 23 | 66.3387 | 0 | 26.0549 | 0 | 40.2838 | 0
2023 | 3 | 4 | 24 | 62.3736 | 0 | 24.4976 | 0 | 37.876 | 0
2023 | 3 | 5 | 1 | 53.2879 | 0 | 20.9292 | 0 | 32.3588 | 0
2023 | 3 | 5 | 2 | 58.0425 | 0 | 22.7966 | 0 | 35.246 | 0
2023 | 3 | 5 | 3 | 57.0401 | 0 | 22.4029 | 0 | 34.6373 | 0
2023 | 3 | 5 | 4 | 56.4593 | 0 | 22.1747 | 0 | 34.2846 | 0
2023 | 3 | 5 | 5 | 55.7461 | 0 | 21.8946 | 0 | 33.8515 | 0
2023 | 3 | 5 | 6 | 56.218 | 0 | 22.08 | 0 | 34.138 | 0
2023 | 3 | 5 | 7 | 56.1087 | 0 | 22.037 | 0 | 34.0717 | 0
2023 | 3 | 5 | 8 | 57.8024 | 0 | 22.7023 | 0 | 35.1002 | 0
2023 | 3 | 5 | 9 | 60.0641 | 0 | 23.5905 | 0 | 36.4735 | 0
2023 | 3 | 5 | 10 | 59.5795 | 0 | 23.4002 | 0 | 36.1793 | 0
2023 | 3 | 5 | 11 | 56.986 | 0 | 22.3816 | 0 | 34.6044 | 0
2023 | 3 | 5 | 12 | 54.4277 | 0 | 21.3768 | 0 | 33.0509 | 0
2023 | 3 | 5 | 13 | 55.742 | 0 | 21.893 | 0 | 33.849 | 0
2023 | 3 | 5 | 14 | 54.4993 | 0 | 21.4049 | 0 | 33.0944 | 0
2023 | 3 | 5 | 15 | 53.3319 | 0 | 20.9464 | 0 | 32.3855 | 0
2023 | 3 | 5 | 16 | 55.3447 | 0 | 21.737 | 0 | 33.6077 | 0
2023 | 3 | 5 | 17 | 58.7067 | 0 | 23.0574 | 0 | 35.6493 | 0
2023 | 3 | 5 | 18 | 64.9111 | 0 | 25.4942 | 0 | 39.4168 | 0
2023 | 3 | 5 | 19 | 66.7231 | 0 | 26.2059 | 0 | 40.5172 | 0
2023 | 3 | 5 | 20 | 70.5003 | 0 | 27.6894 | 0 | 42.8109 | 0
2023 | 3 | 5 | 21 | 70.1656 | 0 | 27.558 | 0 | 42.6076 | 0
2023 | 3 | 5 | 22 | 68.437 | 0 | 26.8791 | 0 | 41.558 | 0
2023 | 3 | 5 | 23 | 64.9604 | 0 | 25.5136 | 0 | 39.4468 | 0
2023 | 3 | 5 | 24 | 61.036 | 0 | 23.9722 | 0 | 37.0637 | 0
2023 | 3 | 6 | 1 | 56.1165 | 0 | 22.0401 | 0 | 34.0764 | 0
2023 | 3 | 6 | 2 | 53.6443 | 0 | 21.0691 | 0 | 32.5752 | 0
2023 | 3 | 6 | 3 | 52.8884 | 0 | 20.7722 | 0 | 32.1162 | 0
2023 | 3 | 6 | 4 | 52.8054 | 0 | 20.7397 | 0 | 32.0658 | 0
2023 | 3 | 6 | 5 | 52.6028 | 0 | 20.6601 | 0 | 31.9427 | 0
2023 | 3 | 6 | 6 | 53.7219 | 0 | 21.0996 | 0 | 32.6223 | 0
2023 | 3 | 6 | 7 | 59.1764 | 0 | 23.2419 | 0 | 35.9345 | 0
2023 | 3 | 6 | 8 | 64.5165 | 0 | 25.3392 | 0 | 39.1773 | 0
2023 | 3 | 6 | 9 | 67.5323 | 0 | 26.5237 | 0 | 41.0086 | 0
2023 | 3 | 6 | 10 | 61.2182 | 0 | 24.0438 | 0 | 37.1744 | 0
2023 | 3 | 6 | 11 | 51.1892 | 0 | 20.1049 | 0 | 31.0843 | 0
2023 | 3 | 6 | 12 | 43.7435 | 0 | 17.1805 | 0 | 26.563 | 0
2023 | 3 | 6 | 13 | 43.8609 | 0 | 17.2266 | 0 | 26.6343 | 0
2023 | 3 | 6 | 14 | 42.4924 | 0 | 16.6891 | 0 | 25.8032 | 0
2023 | 3 | 6 | 15 | 42.8302 | 0 | 16.8218 | 0 | 26.0084 | 0
2023 | 3 | 6 | 16 | 45.7077 | 0 | 17.952 | 0 | 27.7557 | 0
2023 | 3 | 6 | 17 | 49.6464 | 0 | 19.4989 | 0 | 30.1475 | 0
2023 | 3 | 6 | 18 | 58.6557 | 0 | 23.0374 | 0 | 35.6183 | 0
2023 | 3 | 6 | 19 | 63.2435 | 0 | 24.8393 | 0 | 38.4042 | 0
2023 | 3 | 6 | 20 | 68.1707 | 0 | 26.7745 | 0 | 41.3963 | 0
2023 | 3 | 6 | 21 | 68.2051 | 0 | 26.788 | 0 | 41.4171 | 0
2023 | 3 | 6 | 22 | 66.5214 | 0 | 26.1267 | 0 | 40.3947 | 0
2023 | 3 | 6 | 23 | 62.9611 | 0 | 24.7284 | 0 | 38.2328 | 0
2023 | 3 | 6 | 24 | 58.1437 | 0 | 22.8363 | 0 | 35.3074 | 0
2023 | 3 | 7 | 1 | 53.5936 | 0 | 21.0492 | 0 | 32.5444 | 0
2023 | 3 | 7 | 2 | 42.7561 | 0 | 16.7927 | 0 | 25.9634 | 0
2023 | 3 | 7 | 3 | 40.9815 | 0 | 16.0957 | 0 | 24.8858 | 0
2023 | 3 | 7 | 4 | 40.2511 | 0 | 15.8089 | 0 | 24.4422 | 0
2023 | 3 | 7 | 5 | 39.9932 | 0 | 15.7076 | 0 | 24.2856 | 0
2023 | 3 | 7 | 6 | 40.8435 | 0 | 16.0415 | 0 | 24.802 | 0
2023 | 3 | 7 | 7 | 43.5009 | 0 | 17.0852 | 0 | 26.4157 | 0
2023 | 3 | 7 | 8 | 47.97 | 0 | 18.8405 | 0 | 29.1295 | 0
2023 | 3 | 7 | 9 | 51.2087 | 0 | 20.1125 | 0 | 31.0962 | 0
2023 | 3 | 7 | 10 | 46.9712 | 0 | 18.4482 | 0 | 28.523 | 0
2023 | 3 | 7 | 11 | 40.9946 | 0 | 16.1009 | 0 | 24.8937 | 0
2023 | 3 | 7 | 12 | 37.8271 | 0 | 14.8568 | 0 | 22.9703 | 0
2023 | 3 | 7 | 13 | 31.1883 | 0 | 12.2494 | 0 | 18.9389 | 0
2023 | 3 | 7 | 14 | 29.4345 | 0 | 11.5606 | 0 | 17.8739 | 0
2023 | 3 | 7 | 15 | 30.1448 | 0 | 11.8395 | 0 | 18.3052 | 0
2023 | 3 | 7 | 16 | 32.6473 | 0 | 12.8224 | 0 | 19.8249 | 0
2023 | 3 | 7 | 17 | 36.7979 | 0 | 14.4526 | 0 | 22.3453 | 0
2023 | 3 | 7 | 18 | 45.56 | 0 | 17.894 | 0 | 27.666 | 0
2023 | 3 | 7 | 19 | 59.2308 | 0 | 23.2632 | 0 | 35.9675 | 0
2023 | 3 | 7 | 20 | 63.3644 | 0 | 24.8867 | 0 | 38.4776 | 0
2023 | 3 | 7 | 21 | 63.06 | 0 | 24.7672 | 0 | 38.2928 | 0
2023 | 3 | 7 | 22 | 61.2833 | 0 | 24.0694 | 0 | 37.2139 | 0
2023 | 3 | 7 | 23 | 57.4924 | 0 | 22.5805 | 0 | 34.9119 | 0
2023 | 3 | 7 | 24 | 52.3915 | 0 | 20.5771 | 0 | 31.8144 | 0
2023 | 3 | 8 | 1 | 43.9878 | 0 | 17.2765 | 0 | 26.7113 | 0
2023 | 3 | 8 | 2 | 46.0643 | 0 | 18.092 | 0 | 27.9723 | 0
2023 | 3 | 8 | 3 | 45.0445 | 0 | 17.6915 | 0 | 27.353 | 0
2023 | 3 | 8 | 4 | 44.658 | 0 | 17.5397 | 0 | 27.1183 | 0
2023 | 3 | 8 | 5 | 44.7125 | 0 | 17.5611 | 0 | 27.1514 | 0
2023 | 3 | 8 | 6 | 45.5895 | 0 | 17.9056 | 0 | 27.684 | 0
2023 | 3 | 8 | 7 | 50.2676 | 0 | 19.7429 | 0 | 30.5247 | 0
2023 | 3 | 8 | 8 | 55.5432 | 0 | 21.8149 | 0 | 33.7283 | 0
2023 | 3 | 8 | 9 | 59.423 | 0 | 23.3388 | 0 | 36.0843 | 0
2023 | 3 | 8 | 10 | 56.4856 | 0 | 22.1851 | 0 | 34.3006 | 0
2023 | 3 | 8 | 11 | 50.565 | 0 | 19.8597 | 0 | 30.7053 | 0
2023 | 3 | 8 | 12 | 46.6069 | 0 | 18.3051 | 0 | 28.3017 | 0
2023 | 3 | 8 | 13 | 36.0007 | 0 | 14.1395 | 0 | 21.8612 | 0
2023 | 3 | 8 | 14 | 35.41 | 0 | 13.9075 | 0 | 21.5025 | 0
2023 | 3 | 8 | 15 | 36.0063 | 0 | 14.1417 | 0 | 21.8646 | 0
2023 | 3 | 8 | 16 | 38.4572 | 0 | 15.1043 | 0 | 23.3529 | 0
2023 | 3 | 8 | 17 | 42.1673 | 0 | 16.5614 | 0 | 25.6058 | 0
2023 | 3 | 8 | 18 | 50.8985 | 0 | 19.9907 | 0 | 30.9078 | 0
2023 | 3 | 8 | 19 | 58.2365 | 0 | 22.8727 | 0 | 35.3638 | 0
2023 | 3 | 8 | 20 | 61.6023 | 0 | 24.1947 | 0 | 37.4076 | 0
2023 | 3 | 8 | 21 | 61.4343 | 0 | 24.1287 | 0 | 37.3056 | 0
2023 | 3 | 8 | 22 | 59.6123 | 0 | 23.4131 | 0 | 36.1992 | 0
2023 | 3 | 8 | 23 | 55.8351 | 0 | 21.9296 | 0 | 33.9056 | 0
2023 | 3 | 8 | 24 | 50.8718 | 0 | 19.9802 | 0 | 30.8916 | 0
2023 | 3 | 9 | 1 | 46.7343 | 0 | 18.3552 | 0 | 28.3791 | 0
2023 | 3 | 9 | 2 | 39.323 | 0 | 15.4443 | 0 | 23.8786 | 0
2023 | 3 | 9 | 3 | 37.4893 | 0 | 14.7242 | 0 | 22.7652 | 0
2023 | 3 | 9 | 4 | 36.7395 | 0 | 14.4297 | 0 | 22.3098 | 0
2023 | 3 | 9 | 5 | 36.7847 | 0 | 14.4474 | 0 | 22.3373 | 0
2023 | 3 | 9 | 6 | 37.7306 | 0 | 14.8189 | 0 | 22.9117 | 0
2023 | 3 | 9 | 7 | 38.0699 | 0 | 14.9522 | 0 | 23.1177 | 0
2023 | 3 | 9 | 8 | 42.7821 | 0 | 16.8029 | 0 | 25.9791 | 0
2023 | 3 | 9 | 9 | 45.641 | 0 | 17.9258 | 0 | 27.7152 | 0
2023 | 3 | 9 | 10 | 40.604 | 0 | 15.9475 | 0 | 24.6565 | 0
2023 | 3 | 9 | 11 | 33.3441 | 0 | 13.0961 | 0 | 20.248 | 0
2023 | 3 | 9 | 12 | 28.2907 | 0 | 11.1113 | 0 | 17.1794 | 0
2023 | 3 | 9 | 13 | 27.7599 | 0 | 10.9028 | 0 | 16.857 | 0
2023 | 3 | 9 | 14 | 25.1994 | 0 | 9.8972 | 0 | 15.3022 | 0
2023 | 3 | 9 | 15 | 24.7417 | 0 | 9.7174 | 0 | 15.0242 | 0
2023 | 3 | 9 | 16 | 27.5955 | 0 | 10.8383 | 0 | 16.7572 | 0
2023 | 3 | 9 | 17 | 30.4553 | 0 | 11.9615 | 0 | 18.4938 | 0
2023 | 3 | 9 | 18 | 37.9116 | 0 | 14.89 | 0 | 23.0216 | 0
2023 | 3 | 9 | 19 | 51.6521 | 0 | 20.2867 | 0 | 31.3654 | 0
2023 | 3 | 9 | 20 | 54.7039 | 0 | 21.4853 | 0 | 33.2186 | 0
2023 | 3 | 9 | 21 | 55.2284 | 0 | 21.6913 | 0 | 33.5371 | 0
2023 | 3 | 9 | 22 | 53.3634 | 0 | 20.9588 | 0 | 32.4046 | 0
2023 | 3 | 9 | 23 | 49.8228 | 0 | 19.5682 | 0 | 30.2546 | 0
2023 | 3 | 9 | 24 | 45.4402 | 0 | 17.8469 | 0 | 27.5933 | 0
2023 | 3 | 10 | 1 | 40.3124 | 0 | 15.8329 | 0 | 24.4794 | 0
2023 | 3 | 10 | 2 | 40.2911 | 0 | 15.8246 | 0 | 24.4665 | 0
2023 | 3 | 10 | 3 | 39.1119 | 0 | 15.3614 | 0 | 23.7505 | 0
2023 | 3 | 10 | 4 | 38.9661 | 0 | 15.3042 | 0 | 23.662 | 0
2023 | 3 | 10 | 5 | 39.3596 | 0 | 15.4587 | 0 | 23.9009 | 0
2023 | 3 | 10 | 6 | 40.0327 | 0 | 15.7231 | 0 | 24.3096 | 0
2023 | 3 | 10 | 7 | 43.6614 | 0 | 17.1483 | 0 | 26.5131 | 0
2023 | 3 | 10 | 8 | 49.4075 | 0 | 19.4051 | 0 | 30.0024 | 0
2023 | 3 | 10 | 9 | 55.3079 | 0 | 21.7225 | 0 | 33.5854 | 0
2023 | 3 | 10 | 10 | 56.1708 | 0 | 22.0614 | 0 | 34.1094 | 0
2023 | 3 | 10 | 11 | 53.5634 | 0 | 21.0373 | 0 | 32.526 | 0
2023 | 3 | 10 | 12 | 49.7486 | 0 | 19.539 | 0 | 30.2095 | 0
2023 | 3 | 10 | 13 | 51.3061 | 0 | 20.1508 | 0 | 31.1553 | 0
2023 | 3 | 10 | 14 | 51.5297 | 0 | 20.2386 | 0 | 31.2911 | 0
2023 | 3 | 10 | 15 | 52.7305 | 0 | 20.7102 | 0 | 32.0203 | 0
2023 | 3 | 10 | 16 | 53.5443 | 0 | 21.0298 | 0 | 32.5144 | 0
2023 | 3 | 10 | 17 | 54.3074 | 0 | 21.3296 | 0 | 32.9779 | 0
2023 | 3 | 10 | 18 | 58.5489 | 0 | 22.9954 | 0 | 35.5535 | 0
2023 | 3 | 10 | 19 | 62.2597 | 0 | 24.4529 | 0 | 37.8068 | 0
2023 | 3 | 10 | 20 | 63.9273 | 0 | 25.1078 | 0 | 38.8195 | 0
2023 | 3 | 10 | 21 | 63.1515 | 0 | 24.8031 | 0 | 38.3483 | 0
2023 | 3 | 10 | 22 | 61.6985 | 0 | 24.2325 | 0 | 37.4661 | 0
2023 | 3 | 10 | 23 | 58.4201 | 0 | 22.9448 | 0 | 35.4753 | 0
2023 | 3 | 10 | 24 | 53.6564 | 0 | 21.0739 | 0 | 32.5825 | 0
2023 | 3 | 11 | 1 | 46.0357 | 0 | 18.0808 | 0 | 27.9549 | 0
2023 | 3 | 11 | 2 | 48.2285 | 0 | 18.942 | 0 | 29.2865 | 0
2023 | 3 | 11 | 3 | 47.0613 | 0 | 18.4836 | 0 | 28.5777 | 0
2023 | 3 | 11 | 4 | 46.5271 | 0 | 18.2738 | 0 | 28.2533 | 0
2023 | 3 | 11 | 5 | 45.7916 | 0 | 17.9849 | 0 | 27.8067 | 0
2023 | 3 | 11 | 6 | 45.7155 | 0 | 17.955 | 0 | 27.7605 | 0
2023 | 3 | 11 | 7 | 48.198 | 0 | 18.9301 | 0 | 29.268 | 0
2023 | 3 | 11 | 8 | 51.583 | 0 | 20.2595 | 0 | 31.3235 | 0
2023 | 3 | 11 | 9 | 57.1477 | 0 | 22.4451 | 0 | 34.7026 | 0
2023 | 3 | 11 | 10 | 57.7613 | 0 | 22.6861 | 0 | 35.0752 | 0
2023 | 3 | 11 | 11 | 54.5677 | 0 | 21.4318 | 0 | 33.1359 | 0
2023 | 3 | 11 | 12 | 52.1679 | 0 | 20.4893 | 0 | 31.6787 | 0
2023 | 3 | 11 | 13 | 33.4289 | 0 | 13.1294 | 0 | 20.2995 | 0
2023 | 3 | 11 | 14 | 30.4915 | 0 | 11.9757 | 0 | 18.5158 | 0
2023 | 3 | 11 | 15 | 30.8787 | 0 | 12.1278 | 0 | 18.7509 | 0
2023 | 3 | 11 | 16 | 33.1053 | 0 | 13.0023 | 0 | 20.103 | 0
2023 | 3 | 11 | 17 | 37.5143 | 0 | 14.734 | 0 | 22.7803 | 0
2023 | 3 | 11 | 18 | 49.9216 | 0 | 19.607 | 0 | 30.3146 | 0
2023 | 3 | 11 | 19 | 58.0541 | 0 | 22.8011 | 0 | 35.253 | 0
2023 | 3 | 11 | 20 | 64.2574 | 0 | 25.2375 | 0 | 39.0199 | 0
2023 | 3 | 11 | 21 | 64.8043 | 0 | 25.4523 | 0 | 39.352 | 0
2023 | 3 | 11 | 22 | 62.9791 | 0 | 24.7354 | 0 | 38.2437 | 0
2023 | 3 | 11 | 23 | 60.1745 | 0 | 23.6339 | 0 | 36.5406 | 0
2023 | 3 | 11 | 24 | 55.9301 | 0 | 21.9669 | 0 | 33.9632 | 0
2023 | 3 | 12 | 1 | 47.848 | 0 | 18.7926 | 0 | 29.0554 | 0
2023 | 3 | 12 | 2 | 46.0248 | 0 | 18.0765 | 0 | 27.9483 | 0
2023 | 3 | 12 | 3 | 45.6762 | 0 | 17.9396 | 0 | 27.7366 | 0
2023 | 3 | 12 | 4 | 44.8069 | 0 | 17.5982 | 0 | 27.2087 | 0
2023 | 3 | 12 | 5 | 44.9448 | 0 | 17.6524 | 0 | 27.2925 | 0
2023 | 3 | 12 | 6 | 46.7698 | 0 | 18.3691 | 0 | 28.4007 | 0
2023 | 3 | 12 | 7 | 48.1528 | 0 | 18.9123 | 0 | 29.2405 | 0
2023 | 3 | 12 | 8 | 51.371 | 0 | 20.1763 | 0 | 31.1947 | 0
2023 | 3 | 12 | 9 | 50.4205 | 0 | 19.803 | 0 | 30.6176 | 0
2023 | 3 | 12 | 10 | 44.3247 | 0 | 17.4088 | 0 | 26.9159 | 0
2023 | 3 | 12 | 11 | 36.2563 | 0 | 14.2399 | 0 | 22.0164 | 0
2023 | 3 | 12 | 12 | 30.2115 | 0 | 11.8658 | 0 | 18.3458 | 0
2023 | 3 | 12 | 13 | 29.7938 | 0 | 11.7017 | 0 | 18.0921 | 0
2023 | 3 | 12 | 14 | 26.7201 | 0 | 10.4945 | 0 | 16.2256 | 0
2023 | 3 | 12 | 15 | 26.8136 | 0 | 10.5312 | 0 | 16.2824 | 0
2023 | 3 | 12 | 16 | 30.4348 | 0 | 11.9535 | 0 | 18.4814 | 0
2023 | 3 | 12 | 17 | 38.38 | 0 | 15.074 | 0 | 23.306 | 0
2023 | 3 | 12 | 18 | 47.2383 | 0 | 18.5531 | 0 | 28.6852 | 0
2023 | 3 | 12 | 19 | 56.1672 | 0 | 22.06 | 0 | 34.1072 | 0
2023 | 3 | 12 | 20 | 59.1667 | 0 | 23.2381 | 0 | 35.9286 | 0
2023 | 3 | 12 | 21 | 58.7321 | 0 | 23.0674 | 0 | 35.6647 | 0
2023 | 3 | 12 | 22 | 55.4767 | 0 | 21.7888 | 0 | 33.6879 | 0
2023 | 3 | 12 | 23 | 51.3071 | 0 | 20.1512 | 0 | 31.1559 | 0
2023 | 3 | 12 | 24 | 47.742 | 0 | 18.751 | 0 | 28.9911 | 0
2023 | 3 | 13 | 1 | 42.7788 | 0 | 16.8016 | 0 | 25.9772 | 0
2023 | 3 | 13 | 2 | 41.4773 | 0 | 16.2905 | 0 | 25.1868 | 0
2023 | 3 | 13 | 3 | 41.745 | 0 | 16.3956 | 0 | 25.3494 | 0
2023 | 3 | 13 | 4 | 41.6707 | 0 | 16.3664 | 0 | 25.3043 | 0
2023 | 3 | 13 | 5 | 42.7185 | 0 | 16.778 | 0 | 25.9406 | 0
2023 | 3 | 13 | 6 | 45.2002 | 0 | 17.7526 | 0 | 27.4475 | 0
2023 | 3 | 13 | 7 | 47.8481 | 0 | 18.7926 | 0 | 29.0554 | 0
2023 | 3 | 13 | 8 | 54.7737 | 0 | 21.5127 | 0 | 33.261 | 0
2023 | 3 | 13 | 9 | 56.272 | 0 | 22.1012 | 0 | 34.1708 | 0
2023 | 3 | 13 | 10 | 52.2265 | 0 | 20.5123 | 0 | 31.7142 | 0
2023 | 3 | 13 | 11 | 47.9119 | 0 | 18.8177 | 0 | 29.0942 | 0
2023 | 3 | 13 | 12 | 43.4031 | 0 | 17.0468 | 0 | 26.3563 | 0
2023 | 3 | 13 | 13 | 43.4866 | 0 | 17.0796 | 0 | 26.407 | 0
2023 | 3 | 13 | 14 | 42.6144 | 0 | 16.7371 | 0 | 25.8773 | 0
2023 | 3 | 13 | 15 | 42.9954 | 0 | 16.8867 | 0 | 26.1087 | 0
2023 | 3 | 13 | 16 | 43.7188 | 0 | 17.1708 | 0 | 26.548 | 0
2023 | 3 | 13 | 17 | 47.9126 | 0 | 18.818 | 0 | 29.0946 | 0
2023 | 3 | 13 | 18 | 52.2816 | 0 | 20.5339 | 0 | 31.7477 | 0
2023 | 3 | 13 | 19 | 55.8321 | 0 | 21.9284 | 0 | 33.9037 | 0
2023 | 3 | 13 | 20 | 58.6886 | 0 | 23.0503 | 0 | 35.6383 | 0
2023 | 3 | 13 | 21 | 57.9813 | 0 | 22.7725 | 0 | 35.2088 | 0
2023 | 3 | 13 | 22 | 54.5414 | 0 | 21.4215 | 0 | 33.1199 | 0
2023 | 3 | 13 | 23 | 49.504 | 0 | 19.443 | 0 | 30.061 | 0
2023 | 3 | 13 | 24 | 45.5363 | 0 | 17.8847 | 0 | 27.6517 | 0
2023 | 3 | 14 | 1 | 46.1261 | 0 | 18.1163 | 0 | 28.0098 | 0
2023 | 3 | 14 | 2 | 41.9319 | 0 | 16.469 | 0 | 25.4629 | 0
2023 | 3 | 14 | 3 | 40.9982 | 0 | 16.1023 | 0 | 24.8959 | 0
2023 | 3 | 14 | 4 | 40.1012 | 0 | 15.75 | 0 | 24.3512 | 0
2023 | 3 | 14 | 5 | 40.9227 | 0 | 16.0726 | 0 | 24.8501 | 0
2023 | 3 | 14 | 6 | 43.0762 | 0 | 16.9185 | 0 | 26.1578 | 0
2023 | 3 | 14 | 7 | 49.8158 | 0 | 19.5655 | 0 | 30.2504 | 0
2023 | 3 | 14 | 8 | 56.0248 | 0 | 22.0041 | 0 | 34.0207 | 0
2023 | 3 | 14 | 9 | 57.8139 | 0 | 22.7068 | 0 | 35.1072 | 0
2023 | 3 | 14 | 10 | 55.3069 | 0 | 21.7221 | 0 | 33.5848 | 0
2023 | 3 | 14 | 11 | 53.0344 | 0 | 20.8296 | 0 | 32.2048 | 0
2023 | 3 | 14 | 12 | 50.0622 | 0 | 19.6622 | 0 | 30.4 | 0
2023 | 3 | 14 | 13 | 52.6651 | 0 | 20.6845 | 0 | 31.9806 | 0
2023 | 3 | 14 | 14 | 50.938 | 0 | 20.0062 | 0 | 30.9318 | 0
2023 | 3 | 14 | 15 | 50.9919 | 0 | 20.0274 | 0 | 30.9645 | 0
2023 | 3 | 14 | 16 | 51.5524 | 0 | 20.2475 | 0 | 31.3049 | 0
2023 | 3 | 14 | 17 | 54.415 | 0 | 21.3718 | 0 | 33.0432 | 0
2023 | 3 | 14 | 18 | 56.7645 | 0 | 22.2946 | 0 | 34.4699 | 0
2023 | 3 | 14 | 19 | 62.4654 | 0 | 24.5337 | 0 | 37.9318 | 0
2023 | 3 | 14 | 20 | 64.5684 | 0 | 25.3596 | 0 | 39.2087 | 0
2023 | 3 | 14 | 21 | 63.7752 | 0 | 25.0481 | 0 | 38.7271 | 0
2023 | 3 | 14 | 22 | 60.2391 | 0 | 23.6593 | 0 | 36.5798 | 0
2023 | 3 | 14 | 23 | 54.9421 | 0 | 21.5788 | 0 | 33.3633 | 0
2023 | 3 | 14 | 24 | 50.2201 | 0 | 19.7243 | 0 | 30.4959 | 0
2023 | 3 | 15 | 1 | 42.5441 | 0 | 16.7095 | 0 | 25.8347 | 0
2023 | 3 | 15 | 2 | 45.3321 | 0 | 17.8045 | 0 | 27.5276 | 0
2023 | 3 | 15 | 3 | 44.9308 | 0 | 17.6469 | 0 | 27.284 | 0
2023 | 3 | 15 | 4 | 44.2532 | 0 | 17.3807 | 0 | 26.8725 | 0
2023 | 3 | 15 | 5 | 45.19 | 0 | 17.7486 | 0 | 27.4413 | 0
2023 | 3 | 15 | 6 | 47.1776 | 0 | 18.5293 | 0 | 28.6483 | 0
2023 | 3 | 15 | 7 | 54.9851 | 0 | 21.5957 | 0 | 33.3894 | 0
2023 | 3 | 15 | 8 | 61.8925 | 0 | 24.3086 | 0 | 37.5838 | 0
2023 | 3 | 15 | 9 | 64.3914 | 0 | 25.2901 | 0 | 39.1013 | 0
2023 | 3 | 15 | 10 | 62.923 | 0 | 24.7134 | 0 | 38.2096 | 0
2023 | 3 | 15 | 11 | 60.7156 | 0 | 23.8464 | 0 | 36.8692 | 0
2023 | 3 | 15 | 12 | 56.9685 | 0 | 22.3747 | 0 | 34.5938 | 0
2023 | 3 | 15 | 13 | 55.3169 | 0 | 21.7261 | 0 | 33.5909 | 0
2023 | 3 | 15 | 14 | 54.242 | 0 | 21.3039 | 0 | 32.9381 | 0
2023 | 3 | 15 | 15 | 53.9458 | 0 | 21.1875 | 0 | 32.7583 | 0
2023 | 3 | 15 | 16 | 54.3632 | 0 | 21.3515 | 0 | 33.0117 | 0
2023 | 3 | 15 | 17 | 57.8761 | 0 | 22.7312 | 0 | 35.1449 | 0
2023 | 3 | 15 | 18 | 61.8713 | 0 | 24.3003 | 0 | 37.571 | 0
2023 | 3 | 15 | 19 | 64.2401 | 0 | 25.2307 | 0 | 39.0094 | 0
2023 | 3 | 15 | 20 | 66.6419 | 0 | 26.174 | 0 | 40.4679 | 0
2023 | 3 | 15 | 21 | 66.1541 | 0 | 25.9824 | 0 | 40.1717 | 0
2023 | 3 | 15 | 22 | 62.6202 | 0 | 24.5945 | 0 | 38.0257 | 0
2023 | 3 | 15 | 23 | 57.2406 | 0 | 22.4816 | 0 | 34.759 | 0
2023 | 3 | 15 | 24 | 52.4924 | 0 | 20.6167 | 0 | 31.8757 | 0
2023 | 3 | 16 | 1 | 45.1006 | 0 | 17.7135 | 0 | 27.3871 | 0
2023 | 3 | 16 | 2 | 40.5148 | 0 | 15.9124 | 0 | 24.6024 | 0
2023 | 3 | 16 | 3 | 39.7772 | 0 | 15.6227 | 0 | 24.1545 | 0
2023 | 3 | 16 | 4 | 39.1915 | 0 | 15.3927 | 0 | 23.7988 | 0
2023 | 3 | 16 | 5 | 40.1486 | 0 | 15.7686 | 0 | 24.38 | 0
2023 | 3 | 16 | 6 | 42.3888 | 0 | 16.6485 | 0 | 25.7404 | 0
2023 | 3 | 16 | 7 | 40.2138 | 0 | 15.7942 | 0 | 24.4196 | 0
2023 | 3 | 16 | 8 | 47.1232 | 0 | 18.5079 | 0 | 28.6153 | 0
2023 | 3 | 16 | 9 | 49.5441 | 0 | 19.4588 | 0 | 30.0854 | 0
2023 | 3 | 16 | 10 | 47.9745 | 0 | 18.8423 | 0 | 29.1322 | 0
2023 | 3 | 16 | 11 | 46.2598 | 0 | 18.1688 | 0 | 28.091 | 0
2023 | 3 | 16 | 12 | 43.9277 | 0 | 17.2529 | 0 | 26.6749 | 0
2023 | 3 | 16 | 13 | 38.7327 | 0 | 15.2125 | 0 | 23.5202 | 0
2023 | 3 | 16 | 14 | 36.9078 | 0 | 14.4958 | 0 | 22.412 | 0
2023 | 3 | 16 | 15 | 36.8067 | 0 | 14.456 | 0 | 22.3506 | 0
2023 | 3 | 16 | 16 | 38.2758 | 0 | 15.033 | 0 | 23.2427 | 0
2023 | 3 | 16 | 17 | 42.0344 | 0 | 16.5093 | 0 | 25.5252 | 0
2023 | 3 | 16 | 18 | 46.5022 | 0 | 18.264 | 0 | 28.2382 | 0
2023 | 3 | 16 | 19 | 48.0605 | 0 | 18.8761 | 0 | 29.1845 | 0
2023 | 3 | 16 | 20 | 53.7925 | 0 | 21.1273 | 0 | 32.6652 | 0
2023 | 3 | 16 | 21 | 54.9341 | 0 | 21.5757 | 0 | 33.3584 | 0
2023 | 3 | 16 | 22 | 51.8025 | 0 | 20.3457 | 0 | 31.4568 | 0
2023 | 3 | 16 | 23 | 46.9222 | 0 | 18.429 | 0 | 28.4932 | 0
2023 | 3 | 16 | 24 | 42.8315 | 0 | 16.8223 | 0 | 26.0092 | 0
2023 | 3 | 17 | 1 | 43.6785 | 0 | 17.155 | 0 | 26.5235 | 0
2023 | 3 | 17 | 2 | 41.333 | 0 | 16.2338 | 0 | 25.0992 | 0
2023 | 3 | 17 | 3 | 41.0393 | 0 | 16.1184 | 0 | 24.9209 | 0
2023 | 3 | 17 | 4 | 40.8145 | 0 | 16.0301 | 0 | 24.7844 | 0
2023 | 3 | 17 | 5 | 42.0669 | 0 | 16.522 | 0 | 25.5449 | 0
2023 | 3 | 17 | 6 | 44.5559 | 0 | 17.4996 | 0 | 27.0563 | 0
2023 | 3 | 17 | 7 | 44.8562 | 0 | 17.6176 | 0 | 27.2387 | 0
2023 | 3 | 17 | 8 | 50.9725 | 0 | 20.0198 | 0 | 30.9528 | 0
2023 | 3 | 17 | 9 | 49.8968 | 0 | 19.5973 | 0 | 30.2995 | 0
2023 | 3 | 17 | 10 | 41.6149 | 0 | 16.3445 | 0 | 25.2704 | 0
2023 | 3 | 17 | 11 | 33.3957 | 0 | 13.1163 | 0 | 20.2793 | 0
2023 | 3 | 17 | 12 | 27.5134 | 0 | 10.8061 | 0 | 16.7074 | 0
2023 | 3 | 17 | 13 | 31.7551 | 0 | 12.472 | 0 | 19.2831 | 0
2023 | 3 | 17 | 14 | 29.7369 | 0 | 11.6794 | 0 | 18.0576 | 0
2023 | 3 | 17 | 15 | 30.4854 | 0 | 11.9733 | 0 | 18.5121 | 0
2023 | 3 | 17 | 16 | 32.2247 | 0 | 12.6564 | 0 | 19.5682 | 0
2023 | 3 | 17 | 17 | 37.2143 | 0 | 14.6161 | 0 | 22.5982 | 0
2023 | 3 | 17 | 18 | 43.147 | 0 | 16.9463 | 0 | 26.2008 | 0
2023 | 3 | 17 | 19 | 55.0667 | 0 | 21.6278 | 0 | 33.4389 | 0
2023 | 3 | 17 | 20 | 57.7077 | 0 | 22.665 | 0 | 35.0426 | 0
2023 | 3 | 17 | 21 | 57.3224 | 0 | 22.5137 | 0 | 34.8087 | 0
2023 | 3 | 17 | 22 | 54.3863 | 0 | 21.3605 | 0 | 33.0257 | 0
2023 | 3 | 17 | 23 | 49.9324 | 0 | 19.6113 | 0 | 30.3212 | 0
2023 | 3 | 17 | 24 | 45.9791 | 0 | 18.0586 | 0 | 27.9205 | 0
2023 | 3 | 18 | 1 | 43.2381 | 0 | 16.982 | 0 | 26.2561 | 0
2023 | 3 | 18 | 2 | 42.4145 | 0 | 16.6586 | 0 | 25.756 | 0
2023 | 3 | 18 | 3 | 41.7116 | 0 | 16.3825 | 0 | 25.3291 | 0
2023 | 3 | 18 | 4 | 41.2152 | 0 | 16.1875 | 0 | 25.0277 | 0
2023 | 3 | 18 | 5 | 41.9725 | 0 | 16.4849 | 0 | 25.4875 | 0
2023 | 3 | 18 | 6 | 43.901 | 0 | 17.2424 | 0 | 26.6586 | 0
2023 | 3 | 18 | 7 | 47.1301 | 0 | 18.5106 | 0 | 28.6195 | 0
2023 | 3 | 18 | 8 | 51.1881 | 0 | 20.1044 | 0 | 31.0837 | 0
2023 | 3 | 18 | 9 | 51.1951 | 0 | 20.1072 | 0 | 31.0879 | 0
2023 | 3 | 18 | 10 | 47.7811 | 0 | 18.7663 | 0 | 29.0148 | 0
2023 | 3 | 18 | 11 | 43.5036 | 0 | 17.0863 | 0 | 26.4173 | 0
2023 | 3 | 18 | 12 | 39.7369 | 0 | 15.6069 | 0 | 24.13 | 0
2023 | 3 | 18 | 13 | 38.0467 | 0 | 14.9431 | 0 | 23.1036 | 0
2023 | 3 | 18 | 14 | 34.6886 | 0 | 13.6242 | 0 | 21.0645 | 0
2023 | 3 | 18 | 15 | 34.5057 | 0 | 13.5523 | 0 | 20.9534 | 0
2023 | 3 | 18 | 16 | 36.6834 | 0 | 14.4076 | 0 | 22.2758 | 0
2023 | 3 | 18 | 17 | 43.1324 | 0 | 16.9405 | 0 | 26.1919 | 0
2023 | 3 | 18 | 18 | 51.1066 | 0 | 20.0724 | 0 | 31.0342 | 0
2023 | 3 | 18 | 19 | 55.0204 | 0 | 21.6096 | 0 | 33.4108 | 0
2023 | 3 | 18 | 20 | 59.7749 | 0 | 23.477 | 0 | 36.2979 | 0
2023 | 3 | 18 | 21 | 60.0419 | 0 | 23.5818 | 0 | 36.4601 | 0
2023 | 3 | 18 | 22 | 56.5727 | 0 | 22.2193 | 0 | 34.3534 | 0
2023 | 3 | 18 | 23 | 52.4192 | 0 | 20.588 | 0 | 31.8312 | 0
2023 | 3 | 18 | 24 | 49.2377 | 0 | 19.3384 | 0 | 29.8993 | 0
2023 | 3 | 19 | 1 | 46.2761 | 0 | 18.1752 | 0 | 28.1009 | 0
2023 | 3 | 19 | 2 | 44.2022 | 0 | 17.3607 | 0 | 26.8415 | 0
2023 | 3 | 19 | 3 | 44.2093 | 0 | 17.3635 | 0 | 26.8458 | 0
2023 | 3 | 19 | 4 | 44.2752 | 0 | 17.3894 | 0 | 26.8859 | 0
2023 | 3 | 19 | 5 | 45.1501 | 0 | 17.733 | 0 | 27.4171 | 0
2023 | 3 | 19 | 6 | 47.0176 | 0 | 18.4664 | 0 | 28.5512 | 0
2023 | 3 | 19 | 7 | 48.2424 | 0 | 18.9475 | 0 | 29.2949 | 0
2023 | 3 | 19 | 8 | 52.0118 | 0 | 20.428 | 0 | 31.5839 | 0
2023 | 3 | 19 | 9 | 49.9935 | 0 | 19.6353 | 0 | 30.3583 | 0
2023 | 3 | 19 | 10 | 42.7462 | 0 | 16.7888 | 0 | 25.9574 | 0
2023 | 3 | 19 | 11 | 34.0095 | 0 | 13.3574 | 0 | 20.652 | 0
2023 | 3 | 19 | 12 | 27.6072 | 0 | 10.8429 | 0 | 16.7643 | 0
2023 | 3 | 19 | 13 | 23.5477 | 0 | 9.2485 | 0 | 14.2992 | 0
2023 | 3 | 19 | 14 | 20.3359 | 0 | 7.9871 | 0 | 12.3489 | 0
2023 | 3 | 19 | 15 | 20.8033 | 0 | 8.1706 | 0 | 12.6327 | 0
2023 | 3 | 19 | 16 | 25.0816 | 0 | 9.8509 | 0 | 15.2306 | 0
2023 | 3 | 19 | 17 | 34.8669 | 0 | 13.6942 | 0 | 21.1727 | 0
2023 | 3 | 19 | 18 | 47.3751 | 0 | 18.6069 | 0 | 28.7683 | 0
2023 | 3 | 19 | 19 | 56.2288 | 0 | 22.0842 | 0 | 34.1446 | 0
2023 | 3 | 19 | 20 | 62.5476 | 0 | 24.5659 | 0 | 37.9816 | 0
2023 | 3 | 19 | 21 | 63.7737 | 0 | 25.0475 | 0 | 38.7262 | 0
2023 | 3 | 19 | 22 | 60.7507 | 0 | 23.8602 | 0 | 36.8905 | 0
2023 | 3 | 19 | 23 | 55.8972 | 0 | 21.954 | 0 | 33.9432 | 0
2023 | 3 | 19 | 24 | 52.3082 | 0 | 20.5444 | 0 | 31.7638 | 0
2023 | 3 | 20 | 1 | 50.3022 | 0 | 19.7565 | 0 | 30.5457 | 0
2023 | 3 | 20 | 2 | 48.2995 | 0 | 18.9699 | 0 | 29.3296 | 0
2023 | 3 | 20 | 3 | 48.1218 | 0 | 18.9001 | 0 | 29.2217 | 0
2023 | 3 | 20 | 4 | 47.998 | 0 | 18.8515 | 0 | 29.1465 | 0
2023 | 3 | 20 | 5 | 49.076 | 0 | 19.2749 | 0 | 29.8011 | 0
2023 | 3 | 20 | 6 | 51.3768 | 0 | 20.1785 | 0 | 31.1982 | 0
2023 | 3 | 20 | 7 | 57.5242 | 0 | 22.593 | 0 | 34.9312 | 0
2023 | 3 | 20 | 8 | 63.9738 | 0 | 25.1261 | 0 | 38.8477 | 0
2023 | 3 | 20 | 9 | 63.0983 | 0 | 24.7822 | 0 | 38.3161 | 0
2023 | 3 | 20 | 10 | 55.7223 | 0 | 21.8853 | 0 | 33.837 | 0
2023 | 3 | 20 | 11 | 48.4234 | 0 | 19.0186 | 0 | 29.4048 | 0
2023 | 3 | 20 | 12 | 43.2639 | 0 | 16.9922 | 0 | 26.2718 | 0
2023 | 3 | 20 | 13 | 33.646 | 0 | 13.2147 | 0 | 20.4313 | 0
2023 | 3 | 20 | 14 | 30.558 | 0 | 12.0018 | 0 | 18.5561 | 0
2023 | 3 | 20 | 15 | 30.783 | 0 | 12.0902 | 0 | 18.6928 | 0
2023 | 3 | 20 | 16 | 33.4356 | 0 | 13.132 | 0 | 20.3036 | 0
2023 | 3 | 20 | 17 | 41.3297 | 0 | 16.2325 | 0 | 25.0972 | 0
2023 | 3 | 20 | 18 | 51.3773 | 0 | 20.1788 | 0 | 31.1986 | 0
2023 | 3 | 20 | 19 | 60.2819 | 0 | 23.6761 | 0 | 36.6058 | 0
2023 | 3 | 20 | 20 | 67.677 | 0 | 26.5806 | 0 | 41.0965 | 0
2023 | 3 | 20 | 21 | 69.3267 | 0 | 27.2285 | 0 | 42.0982 | 0
2023 | 3 | 20 | 22 | 66.1642 | 0 | 25.9864 | 0 | 40.1778 | 0
2023 | 3 | 20 | 23 | 61.0663 | 0 | 23.9842 | 0 | 37.0821 | 0
2023 | 3 | 20 | 24 | 56.582 | 0 | 22.2229 | 0 | 34.3591 | 0
2023 | 3 | 21 | 1 | 49.0122 | 0 | 19.2498 | 0 | 29.7623 | 0
2023 | 3 | 21 | 2 | 51.8412 | 0 | 20.3609 | 0 | 31.4802 | 0
2023 | 3 | 21 | 3 | 51.5004 | 0 | 20.2271 | 0 | 31.2733 | 0
2023 | 3 | 21 | 4 | 51.0781 | 0 | 20.0612 | 0 | 31.0169 | 0
2023 | 3 | 21 | 5 | 51.7411 | 0 | 20.3216 | 0 | 31.4195 | 0
2023 | 3 | 21 | 6 | 53.7193 | 0 | 21.0986 | 0 | 32.6207 | 0
2023 | 3 | 21 | 7 | 55.2056 | 0 | 21.6823 | 0 | 33.5232 | 0
2023 | 3 | 21 | 8 | 61.5963 | 0 | 24.1923 | 0 | 37.404 | 0
2023 | 3 | 21 | 9 | 61.8122 | 0 | 24.2771 | 0 | 37.5351 | 0
2023 | 3 | 21 | 10 | 56.4944 | 0 | 22.1885 | 0 | 34.3059 | 0
2023 | 3 | 21 | 11 | 50.8897 | 0 | 19.9873 | 0 | 30.9025 | 0
2023 | 3 | 21 | 12 | 47.1494 | 0 | 18.5182 | 0 | 28.6312 | 0
2023 | 3 | 21 | 13 | 40.7739 | 0 | 16.0142 | 0 | 24.7597 | 0
2023 | 3 | 21 | 14 | 38.2104 | 0 | 15.0074 | 0 | 23.2031 | 0
2023 | 3 | 21 | 15 | 38.9158 | 0 | 15.2844 | 0 | 23.6314 | 0
2023 | 3 | 21 | 16 | 40.4198 | 0 | 15.8751 | 0 | 24.5447 | 0
2023 | 3 | 21 | 17 | 46.571 | 0 | 18.291 | 0 | 28.2799 | 0
2023 | 3 | 21 | 18 | 53.6079 | 0 | 21.0548 | 0 | 32.5531 | 0
2023 | 3 | 21 | 19 | 61.419 | 0 | 24.1227 | 0 | 37.2963 | 0
2023 | 3 | 21 | 20 | 66.9292 | 0 | 26.2868 | 0 | 40.6423 | 0
2023 | 3 | 21 | 21 | 67.9236 | 0 | 26.6774 | 0 | 41.2462 | 0
2023 | 3 | 21 | 22 | 64.4505 | 0 | 25.3133 | 0 | 39.1372 | 0
2023 | 3 | 21 | 23 | 59.081 | 0 | 23.2044 | 0 | 35.8766 | 0
2023 | 3 | 21 | 24 | 54.3739 | 0 | 21.3557 | 0 | 33.0182 | 0
2023 | 3 | 22 | 1 | 50.9147 | 0 | 19.9971 | 0 | 30.9177 | 0
2023 | 3 | 22 | 2 | 51.2113 | 0 | 20.1135 | 0 | 31.0977 | 0
2023 | 3 | 22 | 3 | 50.4013 | 0 | 19.7954 | 0 | 30.6059 | 0
2023 | 3 | 22 | 4 | 49.6407 | 0 | 19.4967 | 0 | 30.144 | 0
2023 | 3 | 22 | 5 | 50.5053 | 0 | 19.8363 | 0 | 30.669 | 0
2023 | 3 | 22 | 6 | 52.4305 | 0 | 20.5924 | 0 | 31.8381 | 0
2023 | 3 | 22 | 7 | 56.0136 | 0 | 21.9997 | 0 | 34.0139 | 0
2023 | 3 | 22 | 8 | 62.5025 | 0 | 24.5482 | 0 | 37.9543 | 0
2023 | 3 | 22 | 9 | 62.9246 | 0 | 24.714 | 0 | 38.2106 | 0
2023 | 3 | 22 | 10 | 58.5613 | 0 | 23.0003 | 0 | 35.561 | 0
2023 | 3 | 22 | 11 | 53.5219 | 0 | 21.0211 | 0 | 32.5009 | 0
2023 | 3 | 22 | 12 | 49.8414 | 0 | 19.5755 | 0 | 30.2659 | 0
2023 | 3 | 22 | 13 | 52.4744 | 0 | 20.6096 | 0 | 31.8647 | 0
2023 | 3 | 22 | 14 | 50.5835 | 0 | 19.867 | 0 | 30.7165 | 0
2023 | 3 | 22 | 15 | 50.255 | 0 | 19.738 | 0 | 30.517 | 0
2023 | 3 | 22 | 16 | 50.8039 | 0 | 19.9535 | 0 | 30.8503 | 0
2023 | 3 | 22 | 17 | 54.7054 | 0 | 21.4859 | 0 | 33.2195 | 0
2023 | 3 | 22 | 18 | 59.2291 | 0 | 23.2626 | 0 | 35.9665 | 0
2023 | 3 | 22 | 19 | 63.2182 | 0 | 24.8293 | 0 | 38.3889 | 0
2023 | 3 | 22 | 20 | 64.4985 | 0 | 25.3322 | 0 | 39.1663 | 0
2023 | 3 | 22 | 21 | 63.9829 | 0 | 25.1297 | 0 | 38.8532 | 0
2023 | 3 | 22 | 22 | 60.1744 | 0 | 23.6339 | 0 | 36.5405 | 0
2023 | 3 | 22 | 23 | 54.7952 | 0 | 21.5211 | 0 | 33.274 | 0
2023 | 3 | 22 | 24 | 50.1235 | 0 | 19.6863 | 0 | 30.4372 | 0
2023 | 3 | 23 | 1 | 48.4407 | 0 | 19.0254 | 0 | 29.4153 | 0
2023 | 3 | 23 | 2 | 47.156 | 0 | 18.5208 | 0 | 28.6352 | 0
2023 | 3 | 23 | 3 | 46.2928 | 0 | 18.1818 | 0 | 28.111 | 0
2023 | 3 | 23 | 4 | 45.6676 | 0 | 17.9362 | 0 | 27.7314 | 0
2023 | 3 | 23 | 5 | 46.2939 | 0 | 18.1822 | 0 | 28.1117 | 0
2023 | 3 | 23 | 6 | 48.1447 | 0 | 18.9091 | 0 | 29.2356 | 0
2023 | 3 | 23 | 7 | 53.1434 | 0 | 20.8724 | 0 | 32.271 | 0
2023 | 3 | 23 | 8 | 60.3533 | 0 | 23.7041 | 0 | 36.6492 | 0
2023 | 3 | 23 | 9 | 62.9988 | 0 | 24.7432 | 0 | 38.2556 | 0
2023 | 3 | 23 | 10 | 62.4016 | 0 | 24.5086 | 0 | 37.893 | 0
2023 | 3 | 23 | 11 | 60.4568 | 0 | 23.7448 | 0 | 36.712 | 0
2023 | 3 | 23 | 12 | 57.9819 | 0 | 22.7727 | 0 | 35.2091 | 0
2023 | 3 | 23 | 13 | 54.6628 | 0 | 21.4692 | 0 | 33.1937 | 0
2023 | 3 | 23 | 14 | 53.5372 | 0 | 21.0271 | 0 | 32.5102 | 0
2023 | 3 | 23 | 15 | 53.2009 | 0 | 20.895 | 0 | 32.3059 | 0
2023 | 3 | 23 | 16 | 52.7622 | 0 | 20.7227 | 0 | 32.0395 | 0
2023 | 3 | 23 | 17 | 54.9649 | 0 | 21.5878 | 0 | 33.3771 | 0
2023 | 3 | 23 | 18 | 57.1312 | 0 | 22.4386 | 0 | 34.6926 | 0
2023 | 3 | 23 | 19 | 58.7971 | 0 | 23.0929 | 0 | 35.7042 | 0
2023 | 3 | 23 | 20 | 60.3957 | 0 | 23.7208 | 0 | 36.6749 | 0
2023 | 3 | 23 | 21 | 60.0549 | 0 | 23.5869 | 0 | 36.468 | 0
2023 | 3 | 23 | 22 | 56.1611 | 0 | 22.0576 | 0 | 34.1035 | 0
2023 | 3 | 23 | 23 | 50.8057 | 0 | 19.9542 | 0 | 30.8515 | 0
2023 | 3 | 23 | 24 | 46.4007 | 0 | 18.2241 | 0 | 28.1765 | 0
2023 | 3 | 24 | 1 | 48.7624 | 0 | 19.1517 | 0 | 29.6107 | 0
2023 | 3 | 24 | 2 | 37.5765 | 0 | 14.7584 | 0 | 22.8181 | 0
2023 | 3 | 24 | 3 | 36.7235 | 0 | 14.4234 | 0 | 22.3001 | 0
2023 | 3 | 24 | 4 | 36.4214 | 0 | 14.3047 | 0 | 22.1167 | 0
2023 | 3 | 24 | 5 | 37.653 | 0 | 14.7884 | 0 | 22.8645 | 0
2023 | 3 | 24 | 6 | 40.1683 | 0 | 15.7763 | 0 | 24.392 | 0
2023 | 3 | 24 | 7 | 49.3693 | 0 | 19.3901 | 0 | 29.9792 | 0
2023 | 3 | 24 | 8 | 56.3072 | 0 | 22.115 | 0 | 34.1922 | 0
2023 | 3 | 24 | 9 | 59.1113 | 0 | 23.2163 | 0 | 35.895 | 0
2023 | 3 | 24 | 10 | 59.1294 | 0 | 23.2234 | 0 | 35.906 | 0
2023 | 3 | 24 | 11 | 57.4181 | 0 | 22.5513 | 0 | 34.8668 | 0
2023 | 3 | 24 | 12 | 54.6477 | 0 | 21.4632 | 0 | 33.1845 | 0
2023 | 3 | 24 | 13 | 56.92 | 0 | 22.3557 | 0 | 34.5643 | 0
2023 | 3 | 24 | 14 | 55.497 | 0 | 21.7968 | 0 | 33.7002 | 0
2023 | 3 | 24 | 15 | 55.8964 | 0 | 21.9536 | 0 | 33.9427 | 0
2023 | 3 | 24 | 16 | 56.3 | 0 | 22.1122 | 0 | 34.1878 | 0
2023 | 3 | 24 | 17 | 59.1821 | 0 | 23.2441 | 0 | 35.938 | 0
2023 | 3 | 24 | 18 | 62.1511 | 0 | 24.4102 | 0 | 37.7409 | 0
2023 | 3 | 24 | 19 | 58.4699 | 0 | 22.9644 | 0 | 35.5055 | 0
2023 | 3 | 24 | 20 | 59.3647 | 0 | 23.3159 | 0 | 36.0489 | 0
2023 | 3 | 24 | 21 | 58.7571 | 0 | 23.0772 | 0 | 35.6799 | 0
2023 | 3 | 24 | 22 | 55.4162 | 0 | 21.765 | 0 | 33.6511 | 0
2023 | 3 | 24 | 23 | 50.7995 | 0 | 19.9518 | 0 | 30.8477 | 0
2023 | 3 | 24 | 24 | 46.8169 | 0 | 18.3876 | 0 | 28.4293 | 0
2023 | 3 | 25 | 1 | 47.8461 | 0 | 18.7918 | 0 | 29.0542 | 0
2023 | 3 | 25 | 2 | 41.3984 | 0 | 16.2595 | 0 | 25.1389 | 0
2023 | 3 | 25 | 3 | 39.9884 | 0 | 15.7057 | 0 | 24.2827 | 0
2023 | 3 | 25 | 4 | 38.9192 | 0 | 15.2857 | 0 | 23.6334 | 0
2023 | 3 | 25 | 5 | 39.5913 | 0 | 15.5497 | 0 | 24.0416 | 0
2023 | 3 | 25 | 6 | 41.2853 | 0 | 16.2151 | 0 | 25.0703 | 0
2023 | 3 | 25 | 7 | 48.6923 | 0 | 19.1242 | 0 | 29.5681 | 0
2023 | 3 | 25 | 8 | 52.7143 | 0 | 20.7039 | 0 | 32.0104 | 0
2023 | 3 | 25 | 9 | 54.0883 | 0 | 21.2435 | 0 | 32.8448 | 0
2023 | 3 | 25 | 10 | 54.9735 | 0 | 21.5912 | 0 | 33.3823 | 0
2023 | 3 | 25 | 11 | 54.6267 | 0 | 21.455 | 0 | 33.1717 | 0
2023 | 3 | 25 | 12 | 52.3027 | 0 | 20.5422 | 0 | 31.7605 | 0
2023 | 3 | 25 | 13 | 45.4823 | 0 | 17.8635 | 0 | 27.6189 | 0
2023 | 3 | 25 | 14 | 43.1519 | 0 | 16.9482 | 0 | 26.2037 | 0
2023 | 3 | 25 | 15 | 43.1611 | 0 | 16.9518 | 0 | 26.2093 | 0
2023 | 3 | 25 | 16 | 44.5271 | 0 | 17.4883 | 0 | 27.0388 | 0
2023 | 3 | 25 | 17 | 49.6313 | 0 | 19.493 | 0 | 30.1383 | 0
2023 | 3 | 25 | 18 | 55.1546 | 0 | 21.6623 | 0 | 33.4923 | 0
2023 | 3 | 25 | 19 | 61.1276 | 0 | 24.0082 | 0 | 37.1194 | 0
2023 | 3 | 25 | 20 | 65.7373 | 0 | 25.8187 | 0 | 39.9186 | 0
2023 | 3 | 25 | 21 | 66.0402 | 0 | 25.9377 | 0 | 40.1025 | 0
2023 | 3 | 25 | 22 | 62.1672 | 0 | 24.4165 | 0 | 37.7507 | 0
2023 | 3 | 25 | 23 | 57.6987 | 0 | 22.6615 | 0 | 35.0372 | 0
2023 | 3 | 25 | 24 | 53.8519 | 0 | 21.1506 | 0 | 32.7012 | 0
2023 | 3 | 26 | 1 | 45.2476 | 0 | 17.7713 | 0 | 27.4763 | 0
2023 | 3 | 26 | 2 | 51.8323 | 0 | 20.3575 | 0 | 31.4749 | 0
2023 | 3 | 26 | 3 | 51.3386 | 0 | 20.1635 | 0 | 31.1751 | 0
2023 | 3 | 26 | 4 | 50.7548 | 0 | 19.9342 | 0 | 30.8205 | 0
2023 | 3 | 26 | 5 | 51.1634 | 0 | 20.0947 | 0 | 31.0687 | 0
2023 | 3 | 26 | 6 | 52.4979 | 0 | 20.6189 | 0 | 31.8791 | 0
2023 | 3 | 26 | 7 | 53.4294 | 0 | 20.9847 | 0 | 32.4447 | 0
2023 | 3 | 26 | 8 | 56.858 | 0 | 22.3313 | 0 | 34.5267 | 0
2023 | 3 | 26 | 9 | 55.8738 | 0 | 21.9448 | 0 | 33.929 | 0
2023 | 3 | 26 | 10 | 53.5438 | 0 | 21.0297 | 0 | 32.5142 | 0
2023 | 3 | 26 | 11 | 50.0058 | 0 | 19.6401 | 0 | 30.3657 | 0
2023 | 3 | 26 | 12 | 47.3905 | 0 | 18.6129 | 0 | 28.7776 | 0
2023 | 3 | 26 | 13 | 32.9028 | 0 | 12.9228 | 0 | 19.98 | 0
2023 | 3 | 26 | 14 | 30.0157 | 0 | 11.7889 | 0 | 18.2269 | 0
2023 | 3 | 26 | 15 | 29.7619 | 0 | 11.6892 | 0 | 18.0727 | 0
2023 | 3 | 26 | 16 | 32.8664 | 0 | 12.9085 | 0 | 19.9579 | 0
2023 | 3 | 26 | 17 | 41.1708 | 0 | 16.1701 | 0 | 25.0007 | 0
2023 | 3 | 26 | 18 | 50.4401 | 0 | 19.8107 | 0 | 30.6295 | 0
2023 | 3 | 26 | 19 | 55.9249 | 0 | 21.9648 | 0 | 33.96 | 0
2023 | 3 | 26 | 20 | 61.9516 | 0 | 24.3319 | 0 | 37.6197 | 0
2023 | 3 | 26 | 21 | 63.3721 | 0 | 24.8898 | 0 | 38.4823 | 0
2023 | 3 | 26 | 22 | 59.8719 | 0 | 23.5151 | 0 | 36.3569 | 0
2023 | 3 | 26 | 23 | 55.0848 | 0 | 21.6349 | 0 | 33.4499 | 0
2023 | 3 | 26 | 24 | 51.3939 | 0 | 20.1853 | 0 | 31.2087 | 0
2023 | 3 | 27 | 1 | 48.4732 | 0 | 19.0381 | 0 | 29.4351 | 0
2023 | 3 | 27 | 2 | 49.9445 | 0 | 19.616 | 0 | 30.3285 | 0
2023 | 3 | 27 | 3 | 49.3868 | 0 | 19.397 | 0 | 29.9899 | 0
2023 | 3 | 27 | 4 | 48.8574 | 0 | 19.189 | 0 | 29.6684 | 0
2023 | 3 | 27 | 5 | 49.6544 | 0 | 19.5021 | 0 | 30.1523 | 0
2023 | 3 | 27 | 6 | 51.3479 | 0 | 20.1672 | 0 | 31.1807 | 0
2023 | 3 | 27 | 7 | 56.3658 | 0 | 22.138 | 0 | 34.2278 | 0
2023 | 3 | 27 | 8 | 62.8196 | 0 | 24.6728 | 0 | 38.1468 | 0
2023 | 3 | 27 | 9 | 60.6492 | 0 | 23.8203 | 0 | 36.8288 | 0
2023 | 3 | 27 | 10 | 51.606 | 0 | 20.2686 | 0 | 31.3374 | 0
2023 | 3 | 27 | 11 | 42.0326 | 0 | 16.5086 | 0 | 25.5241 | 0
2023 | 3 | 27 | 12 | 35.8894 | 0 | 14.0958 | 0 | 21.7936 | 0
2023 | 3 | 27 | 13 | 25.7195 | 0 | 10.1015 | 0 | 15.618 | 0
2023 | 3 | 27 | 14 | 23.1702 | 0 | 9.1002 | 0 | 14.0699 | 0
2023 | 3 | 27 | 15 | 23.7145 | 0 | 9.314 | 0 | 14.4005 | 0
2023 | 3 | 27 | 16 | 27.1445 | 0 | 10.6612 | 0 | 16.4833 | 0
2023 | 3 | 27 | 17 | 35.8948 | 0 | 14.0979 | 0 | 21.7969 | 0
2023 | 3 | 27 | 18 | 46.7611 | 0 | 18.3657 | 0 | 28.3954 | 0
2023 | 3 | 27 | 19 | 55.0021 | 0 | 21.6024 | 0 | 33.3997 | 0
2023 | 3 | 27 | 20 | 60.8484 | 0 | 23.8986 | 0 | 36.9498 | 0
2023 | 3 | 27 | 21 | 62.2305 | 0 | 24.4414 | 0 | 37.7891 | 0
2023 | 3 | 27 | 22 | 58.6722 | 0 | 23.0439 | 0 | 35.6283 | 0
2023 | 3 | 27 | 23 | 53.5004 | 0 | 21.0126 | 0 | 32.4878 | 0
2023 | 3 | 27 | 24 | 48.9073 | 0 | 19.2086 | 0 | 29.6987 | 0
2023 | 3 | 28 | 1 | 45.9501 | 0 | 18.0472 | 0 | 27.9029 | 0
2023 | 3 | 28 | 2 | 43.1558 | 0 | 16.9497 | 0 | 26.2061 | 0
2023 | 3 | 28 | 3 | 42.4036 | 0 | 16.6543 | 0 | 25.7493 | 0
2023 | 3 | 28 | 4 | 41.8186 | 0 | 16.4245 | 0 | 25.3941 | 0
2023 | 3 | 28 | 5 | 42.7607 | 0 | 16.7945 | 0 | 25.9662 | 0
2023 | 3 | 28 | 6 | 44.5961 | 0 | 17.5154 | 0 | 27.0807 | 0
2023 | 3 | 28 | 7 | 42.219 | 0 | 16.5818 | 0 | 25.6373 | 0
2023 | 3 | 28 | 8 | 49.0017 | 0 | 19.2457 | 0 | 29.756 | 0
2023 | 3 | 28 | 9 | 50.7851 | 0 | 19.9461 | 0 | 30.8389 | 0
2023 | 3 | 28 | 10 | 49.9597 | 0 | 19.622 | 0 | 30.3378 | 0
2023 | 3 | 28 | 11 | 48.4838 | 0 | 19.0423 | 0 | 29.4415 | 0
2023 | 3 | 28 | 12 | 47.2382 | 0 | 18.5531 | 0 | 28.6851 | 0
2023 | 3 | 28 | 13 | 45.7826 | 0 | 17.9814 | 0 | 27.8012 | 0
2023 | 3 | 28 | 14 | 44.9332 | 0 | 17.6478 | 0 | 27.2854 | 0
2023 | 3 | 28 | 15 | 45.957 | 0 | 18.0499 | 0 | 27.9071 | 0
2023 | 3 | 28 | 16 | 45.587 | 0 | 17.9046 | 0 | 27.6824 | 0
2023 | 3 | 28 | 17 | 48.8638 | 0 | 19.1916 | 0 | 29.6723 | 0
2023 | 3 | 28 | 18 | 51.1535 | 0 | 20.0908 | 0 | 31.0627 | 0
2023 | 3 | 28 | 19 | 54.0726 | 0 | 21.2374 | 0 | 32.8353 | 0
2023 | 3 | 28 | 20 | 56.2285 | 0 | 22.0841 | 0 | 34.1444 | 0
2023 | 3 | 28 | 21 | 56.4178 | 0 | 22.1584 | 0 | 34.2593 | 0
2023 | 3 | 28 | 22 | 52.5124 | 0 | 20.6246 | 0 | 31.8878 | 0
2023 | 3 | 28 | 23 | 47.0553 | 0 | 18.4812 | 0 | 28.574 | 0
2023 | 3 | 28 | 24 | 42.6027 | 0 | 16.7325 | 0 | 25.8702 | 0
2023 | 3 | 29 | 1 | 45.5133 | 0 | 17.8756 | 0 | 27.6377 | 0
2023 | 3 | 29 | 2 | 44.5282 | 0 | 17.4887 | 0 | 27.0395 | 0
2023 | 3 | 29 | 3 | 44.271 | 0 | 17.3877 | 0 | 26.8833 | 0
2023 | 3 | 29 | 4 | 44.184 | 0 | 17.3535 | 0 | 26.8305 | 0
2023 | 3 | 29 | 5 | 45.8651 | 0 | 18.0138 | 0 | 27.8513 | 0
2023 | 3 | 29 | 6 | 48.2002 | 0 | 18.9309 | 0 | 29.2693 | 0
2023 | 3 | 29 | 7 | 52.0277 | 0 | 20.4342 | 0 | 31.5935 | 0
2023 | 3 | 29 | 8 | 58.5914 | 0 | 23.0121 | 0 | 35.5793 | 0
2023 | 3 | 29 | 9 | 55.2603 | 0 | 21.7038 | 0 | 33.5565 | 0
2023 | 3 | 29 | 10 | 44.5025 | 0 | 17.4786 | 0 | 27.0239 | 0
2023 | 3 | 29 | 11 | 33.3042 | 0 | 13.0804 | 0 | 20.2238 | 0
2023 | 3 | 29 | 12 | 27.1487 | 0 | 10.6628 | 0 | 16.4859 | 0
2023 | 3 | 29 | 13 | 24.5809 | 0 | 9.6543 | 0 | 14.9266 | 0
2023 | 3 | 29 | 14 | 21.4587 | 0 | 8.428 | 0 | 13.0307 | 0
2023 | 3 | 29 | 15 | 22.4515 | 0 | 8.818 | 0 | 13.6335 | 0
2023 | 3 | 29 | 16 | 26.0216 | 0 | 10.2201 | 0 | 15.8014 | 0
2023 | 3 | 29 | 17 | 35.4806 | 0 | 13.9352 | 0 | 21.5454 | 0
2023 | 3 | 29 | 18 | 47.9439 | 0 | 18.8303 | 0 | 29.1136 | 0
2023 | 3 | 29 | 19 | 59.036 | 0 | 23.1868 | 0 | 35.8493 | 0
2023 | 3 | 29 | 20 | 67.0045 | 0 | 26.3164 | 0 | 40.6881 | 0
2023 | 3 | 29 | 21 | 70.0754 | 0 | 27.5225 | 0 | 42.5529 | 0
2023 | 3 | 29 | 22 | 66.7712 | 0 | 26.2248 | 0 | 40.5464 | 0
2023 | 3 | 29 | 23 | 61.4269 | 0 | 24.1258 | 0 | 37.3011 | 0
2023 | 3 | 29 | 24 | 56.4297 | 0 | 22.1631 | 0 | 34.2666 | 0
2023 | 3 | 30 | 1 | 48.4647 | 0 | 19.0348 | 0 | 29.4299 | 0
2023 | 3 | 30 | 2 | 49.7948 | 0 | 19.5572 | 0 | 30.2376 | 0
2023 | 3 | 30 | 3 | 48.663 | 0 | 19.1127 | 0 | 29.5503 | 0
2023 | 3 | 30 | 4 | 48.001 | 0 | 18.8527 | 0 | 29.1483 | 0
2023 | 3 | 30 | 5 | 48.9131 | 0 | 19.2109 | 0 | 29.7022 | 0
2023 | 3 | 30 | 6 | 50.4154 | 0 | 19.801 | 0 | 30.6145 | 0
2023 | 3 | 30 | 7 | 58.1566 | 0 | 22.8413 | 0 | 35.3152 | 0
2023 | 3 | 30 | 8 | 64.3938 | 0 | 25.2911 | 0 | 39.1028 | 0
2023 | 3 | 30 | 9 | 61.1177 | 0 | 24.0043 | 0 | 37.1134 | 0
2023 | 3 | 30 | 10 | 51.2793 | 0 | 20.1403 | 0 | 31.1391 | 0
2023 | 3 | 30 | 11 | 41.9793 | 0 | 16.4876 | 0 | 25.4917 | 0
2023 | 3 | 30 | 12 | 37.3551 | 0 | 14.6714 | 0 | 22.6837 | 0
2023 | 3 | 30 | 13 | 39.2946 | 0 | 15.4332 | 0 | 23.8614 | 0
2023 | 3 | 30 | 14 | 36.7265 | 0 | 14.4245 | 0 | 22.3019 | 0
2023 | 3 | 30 | 15 | 36.6263 | 0 | 14.3852 | 0 | 22.2411 | 0
2023 | 3 | 30 | 16 | 38.5231 | 0 | 15.1302 | 0 | 23.3929 | 0
2023 | 3 | 30 | 17 | 43.9634 | 0 | 17.2669 | 0 | 26.6965 | 0
2023 | 3 | 30 | 18 | 50.7102 | 0 | 19.9167 | 0 | 30.7935 | 0
2023 | 3 | 30 | 19 | 55.5538 | 0 | 21.8191 | 0 | 33.7347 | 0
2023 | 3 | 30 | 20 | 58.2237 | 0 | 22.8677 | 0 | 35.356 | 0
2023 | 3 | 30 | 21 | 58.7664 | 0 | 23.0808 | 0 | 35.6855 | 0
2023 | 3 | 30 | 22 | 54.8904 | 0 | 21.5585 | 0 | 33.3319 | 0
2023 | 3 | 30 | 23 | 49.3896 | 0 | 19.398 | 0 | 29.9915 | 0
2023 | 3 | 30 | 24 | 44.7887 | 0 | 17.591 | 0 | 27.1977 | 0
2023 | 3 | 31 | 1 | 45.8697 | 0 | 18.0156 | 0 | 27.8541 | 0
2023 | 3 | 31 | 2 | 33.3778 | 0 | 13.1093 | 0 | 20.2685 | 0
2023 | 3 | 31 | 3 | 31.9152 | 0 | 12.5349 | 0 | 19.3803 | 0
2023 | 3 | 31 | 4 | 30.9672 | 0 | 12.1626 | 0 | 18.8047 | 0
2023 | 3 | 31 | 5 | 32.1746 | 0 | 12.6368 | 0 | 19.5379 | 0
2023 | 3 | 31 | 6 | 33.9687 | 0 | 13.3414 | 0 | 20.6273 | 0
2023 | 3 | 31 | 7 | 35.0805 | 0 | 13.7781 | 0 | 21.3024 | 0
2023 | 3 | 31 | 8 | 42.0183 | 0 | 16.5029 | 0 | 25.5153 | 0
2023 | 3 | 31 | 9 | 45.2849 | 0 | 17.7859 | 0 | 27.499 | 0
2023 | 3 | 31 | 10 | 45.3358 | 0 | 17.8059 | 0 | 27.5299 | 0
2023 | 3 | 31 | 11 | 43.7021 | 0 | 17.1643 | 0 | 26.5378 | 0
2023 | 3 | 31 | 12 | 39.4038 | 0 | 15.4761 | 0 | 23.9277 | 0
2023 | 3 | 31 | 13 | 24.3982 | 0 | 9.5825 | 0 | 14.8156 | 0
2023 | 3 | 31 | 14 | 21.0969 | 0 | 8.2859 | 0 | 12.811 | 0
2023 | 3 | 31 | 15 | 20.8084 | 0 | 8.1726 | 0 | 12.6358 | 0
2023 | 3 | 31 | 16 | 21.2352 | 0 | 8.3403 | 0 | 12.895 | 0
2023 | 3 | 31 | 17 | 26.1389 | 0 | 10.2662 | 0 | 15.8727 | 0
2023 | 3 | 31 | 18 | 31.2311 | 0 | 12.2662 | 0 | 18.9649 | 0
2023 | 3 | 31 | 19 | 37.2864 | 0 | 14.6445 | 0 | 22.642 | 0
2023 | 3 | 31 | 20 | 38.2582 | 0 | 15.0261 | 0 | 23.2321 | 0
2023 | 3 | 31 | 21 | 39.0342 | 0 | 15.3309 | 0 | 23.7033 | 0
2023 | 3 | 31 | 22 | 36.1036 | 0 | 14.1799 | 0 | 21.9237 | 0
2023 | 3 | 31 | 23 | 32.068 | 0 | 12.5949 | 0 | 19.4731 | 0
2023 | 3 | 31 | 24 | 28.945 | 0 | 11.3683 | 0 | 17.5767 | 0
2023 | 4 | 1 | 1 | 35.0144 | 0 | 13.7521 | 0 | 21.2623 | 0
2023 | 4 | 1 | 2 | 35.3425 | 0 | 13.881 | 0 | 21.4615 | 0
2023 | 4 | 1 | 3 | 34.2102 | 0 | 13.4362 | 0 | 20.7739 | 0
2023 | 4 | 1 | 4 | 33.5953 | 0 | 13.1948 | 0 | 20.4005 | 0
2023 | 4 | 1 | 5 | 34.4159 | 0 | 13.5171 | 0 | 20.8989 | 0
2023 | 4 | 1 | 6 | 37.023 | 0 | 14.541 | 0 | 22.482 | 0
2023 | 4 | 1 | 7 | 45.6225 | 0 | 17.9185 | 0 | 27.704 | 0
2023 | 4 | 1 | 8 | 49.5551 | 0 | 19.4631 | 0 | 30.0921 | 0
2023 | 4 | 1 | 9 | 50.329 | 0 | 19.767 | 0 | 30.562 | 0
2023 | 4 | 1 | 10 | 51.1178 | 0 | 20.0768 | 0 | 31.041 | 0
2023 | 4 | 1 | 11 | 51.0509 | 0 | 20.0505 | 0 | 31.0003 | 0
2023 | 4 | 1 | 12 | 47.7403 | 0 | 18.7503 | 0 | 28.99 | 0
2023 | 4 | 1 | 13 | 47.2429 | 0 | 18.5549 | 0 | 28.688 | 0
2023 | 4 | 1 | 14 | 46.1198 | 0 | 18.1138 | 0 | 28.006 | 0
2023 | 4 | 1 | 15 | 45.2163 | 0 | 17.759 | 0 | 27.4573 | 0
2023 | 4 | 1 | 16 | 47.267 | 0 | 18.5644 | 0 | 28.7026 | 0
2023 | 4 | 1 | 17 | 51.505 | 0 | 20.2289 | 0 | 31.2761 | 0
2023 | 4 | 1 | 18 | 53.3988 | 0 | 20.9727 | 0 | 32.4261 | 0
2023 | 4 | 1 | 19 | 55.8611 | 0 | 21.9398 | 0 | 33.9213 | 0
2023 | 4 | 1 | 20 | 58.7934 | 0 | 23.0915 | 0 | 35.702 | 0
2023 | 4 | 1 | 21 | 59.9146 | 0 | 23.5318 | 0 | 36.3828 | 0
2023 | 4 | 1 | 22 | 56.3896 | 0 | 22.1474 | 0 | 34.2423 | 0
2023 | 4 | 1 | 23 | 52.8242 | 0 | 20.747 | 0 | 32.0772 | 0
2023 | 4 | 1 | 24 | 49.3494 | 0 | 19.3823 | 0 | 29.9671 | 0
2023 | 4 | 2 | 1 | 42.7636 | 0 | 16.7957 | 0 | 25.968 | 0
2023 | 4 | 2 | 2 | 42.2591 | 0 | 16.5975 | 0 | 25.6616 | 0
2023 | 4 | 2 | 3 | 42.0527 | 0 | 16.5165 | 0 | 25.5363 | 0
2023 | 4 | 2 | 4 | 41.8411 | 0 | 16.4333 | 0 | 25.4077 | 0
2023 | 4 | 2 | 5 | 42.05 | 0 | 16.5154 | 0 | 25.5346 | 0
2023 | 4 | 2 | 6 | 43.5604 | 0 | 17.1086 | 0 | 26.4518 | 0
2023 | 4 | 2 | 7 | 45.685 | 0 | 17.943 | 0 | 27.7419 | 0
2023 | 4 | 2 | 8 | 49.168 | 0 | 19.311 | 0 | 29.8569 | 0
2023 | 4 | 2 | 9 | 47.6897 | 0 | 18.7304 | 0 | 28.9593 | 0
2023 | 4 | 2 | 10 | 43.3143 | 0 | 17.012 | 0 | 26.3024 | 0
2023 | 4 | 2 | 11 | 39.0195 | 0 | 15.3251 | 0 | 23.6943 | 0
2023 | 4 | 2 | 12 | 36.8437 | 0 | 14.4706 | 0 | 22.3731 | 0
2023 | 4 | 2 | 13 | 47.0545 | 0 | 18.4809 | 0 | 28.5735 | 0
2023 | 4 | 2 | 14 | 46.6723 | 0 | 18.3308 | 0 | 28.3414 | 0
2023 | 4 | 2 | 15 | 46.632 | 0 | 18.315 | 0 | 28.317 | 0
2023 | 4 | 2 | 16 | 48.681 | 0 | 19.1198 | 0 | 29.5613 | 0
2023 | 4 | 2 | 17 | 52.3736 | 0 | 20.5701 | 0 | 31.8036 | 0
2023 | 4 | 2 | 18 | 56.7675 | 0 | 22.2958 | 0 | 34.4717 | 0
2023 | 4 | 2 | 19 | 58.3637 | 0 | 22.9227 | 0 | 35.441 | 0
2023 | 4 | 2 | 20 | 60.8197 | 0 | 23.8873 | 0 | 36.9324 | 0
2023 | 4 | 2 | 21 | 61.674 | 0 | 24.2229 | 0 | 37.4512 | 0
2023 | 4 | 2 | 22 | 58.1479 | 0 | 22.8379 | 0 | 35.3099 | 0
2023 | 4 | 2 | 23 | 53.7847 | 0 | 21.1243 | 0 | 32.6604 | 0
2023 | 4 | 2 | 24 | 49.8238 | 0 | 19.5686 | 0 | 30.2552 | 0
2023 | 4 | 3 | 1 | 48.2178 | 0 | 18.9378 | 0 | 29.28 | 0
2023 | 4 | 3 | 2 | 41.3668 | 0 | 16.2471 | 0 | 25.1197 | 0
2023 | 4 | 3 | 3 | 41.3974 | 0 | 16.2591 | 0 | 25.1383 | 0
2023 | 4 | 3 | 4 | 41.649 | 0 | 16.3579 | 0 | 25.2911 | 0
2023 | 4 | 3 | 5 | 42.8365 | 0 | 16.8243 | 0 | 26.0122 | 0
2023 | 4 | 3 | 6 | 45.4717 | 0 | 17.8593 | 0 | 27.6124 | 0
2023 | 4 | 3 | 7 | 52.6411 | 0 | 20.6751 | 0 | 31.966 | 0
2023 | 4 | 3 | 8 | 58.9313 | 0 | 23.1456 | 0 | 35.7857 | 0
2023 | 4 | 3 | 9 | 57.4034 | 0 | 22.5455 | 0 | 34.8579 | 0
2023 | 4 | 3 | 10 | 50.5359 | 0 | 19.8483 | 0 | 30.6876 | 0
2023 | 4 | 3 | 11 | 43.8383 | 0 | 17.2178 | 0 | 26.6205 | 0
2023 | 4 | 3 | 12 | 38.4698 | 0 | 15.1093 | 0 | 23.3606 | 0
2023 | 4 | 3 | 13 | 48.6304 | 0 | 19.0999 | 0 | 29.5305 | 0
2023 | 4 | 3 | 14 | 47.9933 | 0 | 18.8496 | 0 | 29.1436 | 0
2023 | 4 | 3 | 15 | 48.3276 | 0 | 18.981 | 0 | 29.3467 | 0
2023 | 4 | 3 | 16 | 51.0404 | 0 | 20.0464 | 0 | 30.9939 | 0
2023 | 4 | 3 | 17 | 55.8524 | 0 | 21.9364 | 0 | 33.916 | 0
2023 | 4 | 3 | 18 | 59.9102 | 0 | 23.5301 | 0 | 36.3801 | 0
2023 | 4 | 3 | 19 | 69.6854 | 0 | 27.3694 | 0 | 42.316 | 0
2023 | 4 | 3 | 20 | 72.1358 | 0 | 28.3318 | 0 | 43.804 | 0
2023 | 4 | 3 | 21 | 73.0598 | 0 | 28.6947 | 0 | 44.3651 | 0
2023 | 4 | 3 | 22 | 69.053 | 0 | 27.121 | 0 | 41.932 | 0
2023 | 4 | 3 | 23 | 64.1554 | 0 | 25.1974 | 0 | 38.958 | 0
2023 | 4 | 3 | 24 | 59.5113 | 0 | 23.3734 | 0 | 36.1379 | 0
2023 | 4 | 4 | 1 | 52.2054 | 0 | 20.504 | 0 | 31.7014 | 0
2023 | 4 | 4 | 2 | 48.8256 | 0 | 19.1765 | 0 | 29.649 | 0
2023 | 4 | 4 | 3 | 48.1486 | 0 | 18.9107 | 0 | 29.2379 | 0
2023 | 4 | 4 | 4 | 47.9292 | 0 | 18.8245 | 0 | 29.1047 | 0
2023 | 4 | 4 | 5 | 48.6018 | 0 | 19.0886 | 0 | 29.5132 | 0
2023 | 4 | 4 | 6 | 50.7509 | 0 | 19.9327 | 0 | 30.8182 | 0
2023 | 4 | 4 | 7 | 50.9733 | 0 | 20.0201 | 0 | 30.9533 | 0
2023 | 4 | 4 | 8 | 57.1561 | 0 | 22.4484 | 0 | 34.7077 | 0
2023 | 4 | 4 | 9 | 59.1144 | 0 | 23.2175 | 0 | 35.8968 | 0
2023 | 4 | 4 | 10 | 58.8721 | 0 | 23.1224 | 0 | 35.7497 | 0
2023 | 4 | 4 | 11 | 58.7965 | 0 | 23.0927 | 0 | 35.7038 | 0
2023 | 4 | 4 | 12 | 56.8661 | 0 | 22.3345 | 0 | 34.5316 | 0
2023 | 4 | 4 | 13 | 50.162 | 0 | 19.7014 | 0 | 30.4606 | 0
2023 | 4 | 4 | 14 | 48.9097 | 0 | 19.2096 | 0 | 29.7001 | 0
2023 | 4 | 4 | 15 | 49.2073 | 0 | 19.3264 | 0 | 29.8808 | 0
2023 | 4 | 4 | 16 | 50.3158 | 0 | 19.7618 | 0 | 30.554 | 0
2023 | 4 | 4 | 17 | 54.7557 | 0 | 21.5056 | 0 | 33.2501 | 0
2023 | 4 | 4 | 18 | 58.5219 | 0 | 22.9848 | 0 | 35.5371 | 0
2023 | 4 | 4 | 19 | 60.2592 | 0 | 23.6672 | 0 | 36.592 | 0
2023 | 4 | 4 | 20 | 65.4598 | 0 | 25.7097 | 0 | 39.7501 | 0
2023 | 4 | 4 | 21 | 67.658 | 0 | 26.5731 | 0 | 41.0849 | 0
2023 | 4 | 4 | 22 | 64.2585 | 0 | 25.2379 | 0 | 39.0206 | 0
2023 | 4 | 4 | 23 | 59.4354 | 0 | 23.3436 | 0 | 36.0918 | 0
2023 | 4 | 4 | 24 | 54.9369 | 0 | 21.5768 | 0 | 33.3601 | 0
2023 | 4 | 5 | 1 | 53.4612 | 0 | 20.9972 | 0 | 32.464 | 0
2023 | 4 | 5 | 2 | 52.0131 | 0 | 20.4285 | 0 | 31.5847 | 0
2023 | 4 | 5 | 3 | 51.5934 | 0 | 20.2636 | 0 | 31.3298 | 0
2023 | 4 | 5 | 4 | 51.4753 | 0 | 20.2172 | 0 | 31.2581 | 0
2023 | 4 | 5 | 5 | 52.3256 | 0 | 20.5512 | 0 | 31.7744 | 0
2023 | 4 | 5 | 6 | 54.6175 | 0 | 21.4514 | 0 | 33.1661 | 0
2023 | 4 | 5 | 7 | 63.928 | 0 | 25.1081 | 0 | 38.8199 | 0
2023 | 4 | 5 | 8 | 69.6763 | 0 | 27.3658 | 0 | 42.3105 | 0
2023 | 4 | 5 | 9 | 67.4976 | 0 | 26.5101 | 0 | 40.9875 | 0
2023 | 4 | 5 | 10 | 58.8355 | 0 | 23.108 | 0 | 35.7275 | 0
2023 | 4 | 5 | 11 | 50.1093 | 0 | 19.6807 | 0 | 30.4286 | 0
2023 | 4 | 5 | 12 | 43.6234 | 0 | 17.1333 | 0 | 26.49 | 0
2023 | 4 | 5 | 13 | 34.2295 | 0 | 13.4438 | 0 | 20.7856 | 0
2023 | 4 | 5 | 14 | 31.7275 | 0 | 12.4612 | 0 | 19.2663 | 0
2023 | 4 | 5 | 15 | 31.5306 | 0 | 12.3838 | 0 | 19.1468 | 0
2023 | 4 | 5 | 16 | 35.2353 | 0 | 13.8389 | 0 | 21.3964 | 0
2023 | 4 | 5 | 17 | 44.1709 | 0 | 17.3484 | 0 | 26.8225 | 0
2023 | 4 | 5 | 18 | 55.5823 | 0 | 21.8303 | 0 | 33.752 | 0
2023 | 4 | 5 | 19 | 64.4489 | 0 | 25.3127 | 0 | 39.1362 | 0
2023 | 4 | 5 | 20 | 72.149 | 0 | 28.337 | 0 | 43.812 | 0
2023 | 4 | 5 | 21 | 75.4944 | 0 | 29.6509 | 0 | 45.8435 | 0
2023 | 4 | 5 | 22 | 72.3233 | 0 | 28.4054 | 0 | 43.9179 | 0
2023 | 4 | 5 | 23 | 67.5305 | 0 | 26.523 | 0 | 41.0075 | 0
2023 | 4 | 5 | 24 | 62.5701 | 0 | 24.5748 | 0 | 37.9953 | 0
2023 | 4 | 6 | 1 | 52.826 | 0 | 20.7477 | 0 | 32.0782 | 0
2023 | 4 | 6 | 2 | 53.1431 | 0 | 20.8723 | 0 | 32.2708 | 0
2023 | 4 | 6 | 3 | 51.8384 | 0 | 20.3598 | 0 | 31.4785 | 0
2023 | 4 | 6 | 4 | 51.0737 | 0 | 20.0595 | 0 | 31.0142 | 0
2023 | 4 | 6 | 5 | 51.0987 | 0 | 20.0693 | 0 | 31.0294 | 0
2023 | 4 | 6 | 6 | 52.7789 | 0 | 20.7292 | 0 | 32.0497 | 0
2023 | 4 | 6 | 7 | 59.312 | 0 | 23.2951 | 0 | 36.0168 | 0
2023 | 4 | 6 | 8 | 65.0761 | 0 | 25.559 | 0 | 39.517 | 0
2023 | 4 | 6 | 9 | 65.8889 | 0 | 25.8783 | 0 | 40.0107 | 0
2023 | 4 | 6 | 10 | 63.9476 | 0 | 25.1158 | 0 | 38.8318 | 0
2023 | 4 | 6 | 11 | 62.1585 | 0 | 24.4131 | 0 | 37.7454 | 0
2023 | 4 | 6 | 12 | 60.0495 | 0 | 23.5848 | 0 | 36.4647 | 0
2023 | 4 | 6 | 13 | 58.5674 | 0 | 23.0027 | 0 | 35.5647 | 0
2023 | 4 | 6 | 14 | 58.0752 | 0 | 22.8094 | 0 | 35.2658 | 0
2023 | 4 | 6 | 15 | 56.9223 | 0 | 22.3566 | 0 | 34.5657 | 0
2023 | 4 | 6 | 16 | 57.6639 | 0 | 22.6479 | 0 | 35.0161 | 0
2023 | 4 | 6 | 17 | 59.6635 | 0 | 23.4332 | 0 | 36.2303 | 0
2023 | 4 | 6 | 18 | 61.0002 | 0 | 23.9582 | 0 | 37.042 | 0
2023 | 4 | 6 | 19 | 56.9323 | 0 | 22.3605 | 0 | 34.5718 | 0
2023 | 4 | 6 | 20 | 58.1782 | 0 | 22.8499 | 0 | 35.3284 | 0
2023 | 4 | 6 | 21 | 58.7555 | 0 | 23.0766 | 0 | 35.6789 | 0
2023 | 4 | 6 | 22 | 54.9877 | 0 | 21.5967 | 0 | 33.3909 | 0
2023 | 4 | 6 | 23 | 50.2136 | 0 | 19.7217 | 0 | 30.4919 | 0
2023 | 4 | 6 | 24 | 45.9597 | 0 | 18.051 | 0 | 27.9088 | 0
2023 | 4 | 7 | 1 | 50.2408 | 0 | 19.7324 | 0 | 30.5084 | 0
2023 | 4 | 7 | 2 | 33.7886 | 0 | 13.2707 | 0 | 20.5179 | 0
2023 | 4 | 7 | 3 | 32.546 | 0 | 12.7826 | 0 | 19.7634 | 0
2023 | 4 | 7 | 4 | 31.8751 | 0 | 12.5191 | 0 | 19.356 | 0
2023 | 4 | 7 | 5 | 31.4823 | 0 | 12.3649 | 0 | 19.1175 | 0
2023 | 4 | 7 | 6 | 32.7464 | 0 | 12.8613 | 0 | 19.885 | 0
2023 | 4 | 7 | 7 | 46.5035 | 0 | 18.2645 | 0 | 28.239 | 0
2023 | 4 | 7 | 8 | 50.7859 | 0 | 19.9465 | 0 | 30.8394 | 0
2023 | 4 | 7 | 9 | 53.282 | 0 | 20.9268 | 0 | 32.3552 | 0
2023 | 4 | 7 | 10 | 52.486 | 0 | 20.6142 | 0 | 31.8718 | 0
2023 | 4 | 7 | 11 | 51.493 | 0 | 20.2242 | 0 | 31.2688 | 0
2023 | 4 | 7 | 12 | 52.4938 | 0 | 20.6172 | 0 | 31.8765 | 0
2023 | 4 | 7 | 13 | 51.3263 | 0 | 20.1587 | 0 | 31.1676 | 0
2023 | 4 | 7 | 14 | 49.8686 | 0 | 19.5862 | 0 | 30.2824 | 0
2023 | 4 | 7 | 15 | 49.4214 | 0 | 19.4106 | 0 | 30.0108 | 0
2023 | 4 | 7 | 16 | 48.4766 | 0 | 19.0395 | 0 | 29.4371 | 0
2023 | 4 | 7 | 17 | 50.3644 | 0 | 19.7809 | 0 | 30.5835 | 0
2023 | 4 | 7 | 18 | 53.6492 | 0 | 21.071 | 0 | 32.5781 | 0
2023 | 4 | 7 | 19 | 53.721 | 0 | 21.0993 | 0 | 32.6218 | 0
2023 | 4 | 7 | 20 | 53.819 | 0 | 21.1378 | 0 | 32.6813 | 0
2023 | 4 | 7 | 21 | 55.1877 | 0 | 21.6753 | 0 | 33.5124 | 0
2023 | 4 | 7 | 22 | 52.2712 | 0 | 20.5298 | 0 | 31.7414 | 0
2023 | 4 | 7 | 23 | 50.6629 | 0 | 19.8982 | 0 | 30.7648 | 0
2023 | 4 | 7 | 24 | 47.7056 | 0 | 18.7367 | 0 | 28.9689 | 0
2023 | 4 | 8 | 1 | 43.6821 | 0 | 17.1564 | 0 | 26.5257 | 0
2023 | 4 | 8 | 2 | 46.0829 | 0 | 18.0993 | 0 | 27.9836 | 0
2023 | 4 | 8 | 3 | 45.0226 | 0 | 17.6829 | 0 | 27.3397 | 0
2023 | 4 | 8 | 4 | 44.4219 | 0 | 17.447 | 0 | 26.9749 | 0
2023 | 4 | 8 | 5 | 44.9859 | 0 | 17.6685 | 0 | 27.3174 | 0
2023 | 4 | 8 | 6 | 47.0965 | 0 | 18.4974 | 0 | 28.5991 | 0
2023 | 4 | 8 | 7 | 48.8641 | 0 | 19.1917 | 0 | 29.6725 | 0
2023 | 4 | 8 | 8 | 51.4769 | 0 | 20.2179 | 0 | 31.259 | 0
2023 | 4 | 8 | 9 | 50.1082 | 0 | 19.6803 | 0 | 30.4279 | 0
2023 | 4 | 8 | 10 | 49.0656 | 0 | 19.2708 | 0 | 29.7948 | 0
2023 | 4 | 8 | 11 | 49.4197 | 0 | 19.4099 | 0 | 30.0098 | 0
2023 | 4 | 8 | 12 | 48.1438 | 0 | 18.9088 | 0 | 29.2351 | 0
2023 | 4 | 8 | 13 | 39.5377 | 0 | 15.5287 | 0 | 24.009 | 0
2023 | 4 | 8 | 14 | 37.5002 | 0 | 14.7284 | 0 | 22.7718 | 0
2023 | 4 | 8 | 15 | 36.8512 | 0 | 14.4735 | 0 | 22.3777 | 0
2023 | 4 | 8 | 16 | 40.052 | 0 | 15.7307 | 0 | 24.3213 | 0
2023 | 4 | 8 | 17 | 45.8585 | 0 | 18.0112 | 0 | 27.8473 | 0
2023 | 4 | 8 | 18 | 51.0328 | 0 | 20.0434 | 0 | 30.9894 | 0
2023 | 4 | 8 | 19 | 57.4418 | 0 | 22.5606 | 0 | 34.8812 | 0
2023 | 4 | 8 | 20 | 62.521 | 0 | 24.5555 | 0 | 37.9655 | 0
2023 | 4 | 8 | 21 | 64.7833 | 0 | 25.4441 | 0 | 39.3393 | 0
2023 | 4 | 8 | 22 | 61.3965 | 0 | 24.1139 | 0 | 37.2827 | 0
2023 | 4 | 8 | 23 | 57.3832 | 0 | 22.5376 | 0 | 34.8456 | 0
2023 | 4 | 8 | 24 | 53.9016 | 0 | 21.1702 | 0 | 32.7314 | 0
2023 | 4 | 9 | 1 | 50.462 | 0 | 19.8193 | 0 | 30.6428 | 0
2023 | 4 | 9 | 2 | 45.6303 | 0 | 17.9216 | 0 | 27.7087 | 0
2023 | 4 | 9 | 3 | 43.8826 | 0 | 17.2351 | 0 | 26.6474 | 0
2023 | 4 | 9 | 4 | 44.0433 | 0 | 17.2983 | 0 | 26.7451 | 0
2023 | 4 | 9 | 5 | 46.8092 | 0 | 18.3846 | 0 | 28.4246 | 0
2023 | 4 | 9 | 6 | 47.9617 | 0 | 18.8373 | 0 | 29.1245 | 0
2023 | 4 | 9 | 7 | 47.1052 | 0 | 18.5008 | 0 | 28.6043 | 0
2023 | 4 | 9 | 8 | 48.8663 | 0 | 19.1925 | 0 | 29.6738 | 0
2023 | 4 | 9 | 9 | 47.1626 | 0 | 18.5234 | 0 | 28.6392 | 0
2023 | 4 | 9 | 10 | 42.7401 | 0 | 16.7864 | 0 | 25.9537 | 0
2023 | 4 | 9 | 11 | 39.7392 | 0 | 15.6078 | 0 | 24.1314 | 0
2023 | 4 | 9 | 12 | 40.0953 | 0 | 15.7477 | 0 | 24.3476 | 0
2023 | 4 | 9 | 13 | 35.165 | 0 | 13.8113 | 0 | 21.3537 | 0
2023 | 4 | 9 | 14 | 33.7375 | 0 | 13.2506 | 0 | 20.4869 | 0
2023 | 4 | 9 | 15 | 34.2746 | 0 | 13.4615 | 0 | 20.813 | 0
2023 | 4 | 9 | 16 | 39.1218 | 0 | 15.3653 | 0 | 23.7565 | 0
2023 | 4 | 9 | 17 | 42.6783 | 0 | 16.7621 | 0 | 25.9161 | 0
2023 | 4 | 9 | 18 | 50.0204 | 0 | 19.6458 | 0 | 30.3746 | 0
2023 | 4 | 9 | 19 | 54.397 | 0 | 21.3647 | 0 | 33.0322 | 0
2023 | 4 | 9 | 20 | 61.2819 | 0 | 24.0688 | 0 | 37.213 | 0
2023 | 4 | 9 | 21 | 64.3274 | 0 | 25.265 | 0 | 39.0624 | 0
2023 | 4 | 9 | 22 | 62.1465 | 0 | 24.4084 | 0 | 37.7381 | 0
2023 | 4 | 9 | 23 | 58.7967 | 0 | 23.0928 | 0 | 35.704 | 0
2023 | 4 | 9 | 24 | 56.5849 | 0 | 22.2241 | 0 | 34.3609 | 0
2023 | 4 | 10 | 1 | 54.7037 | 0 | 21.4852 | 0 | 33.2185 | 0
2023 | 4 | 10 | 2 | 54.3975 | 0 | 21.3649 | 0 | 33.0325 | 0
2023 | 4 | 10 | 3 | 54.7935 | 0 | 21.5205 | 0 | 33.273 | 0
2023 | 4 | 10 | 4 | 55.318 | 0 | 21.7265 | 0 | 33.5915 | 0
2023 | 4 | 10 | 5 | 56.4449 | 0 | 22.1691 | 0 | 34.2758 | 0
2023 | 4 | 10 | 6 | 57.6572 | 0 | 22.6452 | 0 | 35.012 | 0
2023 | 4 | 10 | 7 | 62.8234 | 0 | 24.6743 | 0 | 38.1491 | 0
2023 | 4 | 10 | 8 | 65.6415 | 0 | 25.7811 | 0 | 39.8604 | 0
2023 | 4 | 10 | 9 | 66.0641 | 0 | 25.9471 | 0 | 40.117 | 0
2023 | 4 | 10 | 10 | 64.4611 | 0 | 25.3175 | 0 | 39.1436 | 0
2023 | 4 | 10 | 11 | 61.3747 | 0 | 24.1053 | 0 | 37.2694 | 0
2023 | 4 | 10 | 12 | 60.0746 | 0 | 23.5947 | 0 | 36.48 | 0
2023 | 4 | 10 | 13 | 58.9854 | 0 | 23.1669 | 0 | 35.8185 | 0
2023 | 4 | 10 | 14 | 61.3799 | 0 | 24.1073 | 0 | 37.2726 | 0
2023 | 4 | 10 | 15 | 60.6971 | 0 | 23.8392 | 0 | 36.858 | 0
2023 | 4 | 10 | 16 | 61.6767 | 0 | 24.2239 | 0 | 37.4528 | 0
2023 | 4 | 10 | 17 | 66.465 | 0 | 26.1045 | 0 | 40.3605 | 0
2023 | 4 | 10 | 18 | 68.5852 | 0 | 26.9373 | 0 | 41.648 | 0
2023 | 4 | 10 | 19 | 67.3967 | 0 | 26.4704 | 0 | 40.9262 | 0
2023 | 4 | 10 | 20 | 67.9208 | 0 | 26.6763 | 0 | 41.2445 | 0
2023 | 4 | 10 | 21 | 67.9658 | 0 | 26.694 | 0 | 41.2718 | 0
2023 | 4 | 10 | 22 | 64.4524 | 0 | 25.3141 | 0 | 39.1383 | 0
2023 | 4 | 10 | 23 | 58.5938 | 0 | 23.0131 | 0 | 35.5807 | 0
2023 | 4 | 10 | 24 | 54.8399 | 0 | 21.5387 | 0 | 33.3012 | 0
2023 | 4 | 11 | 1 | 54.5737 | 0 | 21.4342 | 0 | 33.1396 | 0
2023 | 4 | 11 | 2 | 44.7815 | 0 | 17.5882 | 0 | 27.1933 | 0
2023 | 4 | 11 | 3 | 43.3505 | 0 | 17.0262 | 0 | 26.3244 | 0
2023 | 4 | 11 | 4 | 42.4814 | 0 | 16.6848 | 0 | 25.7966 | 0
2023 | 4 | 11 | 5 | 42.7292 | 0 | 16.7822 | 0 | 25.9471 | 0
2023 | 4 | 11 | 6 | 44.5341 | 0 | 17.491 | 0 | 27.043 | 0
2023 | 4 | 11 | 7 | 48.5068 | 0 | 19.0513 | 0 | 29.4555 | 0
2023 | 4 | 11 | 8 | 53.2698 | 0 | 20.9221 | 0 | 32.3478 | 0
2023 | 4 | 11 | 9 | 54.9746 | 0 | 21.5916 | 0 | 33.383 | 0
2023 | 4 | 11 | 10 | 54.9717 | 0 | 21.5905 | 0 | 33.3813 | 0
2023 | 4 | 11 | 11 | 55.7243 | 0 | 21.886 | 0 | 33.8382 | 0
2023 | 4 | 11 | 12 | 54.5007 | 0 | 21.4055 | 0 | 33.0952 | 0
2023 | 4 | 11 | 13 | 52.1023 | 0 | 20.4635 | 0 | 31.6388 | 0
2023 | 4 | 11 | 14 | 51.6908 | 0 | 20.3019 | 0 | 31.3889 | 0
2023 | 4 | 11 | 15 | 51.4519 | 0 | 20.2081 | 0 | 31.2439 | 0
2023 | 4 | 11 | 16 | 51.8325 | 0 | 20.3575 | 0 | 31.475 | 0
2023 | 4 | 11 | 17 | 54.5012 | 0 | 21.4057 | 0 | 33.0955 | 0
2023 | 4 | 11 | 18 | 56.0176 | 0 | 22.0013 | 0 | 34.0164 | 0
2023 | 4 | 11 | 19 | 59.8107 | 0 | 23.491 | 0 | 36.3197 | 0
2023 | 4 | 11 | 20 | 60.5172 | 0 | 23.7685 | 0 | 36.7487 | 0
2023 | 4 | 11 | 21 | 60.8975 | 0 | 23.9178 | 0 | 36.9796 | 0
2023 | 4 | 11 | 22 | 57.2569 | 0 | 22.488 | 0 | 34.7689 | 0
2023 | 4 | 11 | 23 | 52.0243 | 0 | 20.4328 | 0 | 31.5914 | 0
2023 | 4 | 11 | 24 | 47.336 | 0 | 18.5915 | 0 | 28.7445 | 0
2023 | 4 | 12 | 1 | 42.7768 | 0 | 16.8009 | 0 | 25.976 | 0
2023 | 4 | 12 | 2 | 46.1841 | 0 | 18.1391 | 0 | 28.045 | 0
2023 | 4 | 12 | 3 | 46.1913 | 0 | 18.1419 | 0 | 28.0494 | 0
2023 | 4 | 12 | 4 | 46.2761 | 0 | 18.1752 | 0 | 28.1009 | 0
2023 | 4 | 12 | 5 | 47.2761 | 0 | 18.568 | 0 | 28.7081 | 0
2023 | 4 | 12 | 6 | 49.8384 | 0 | 19.5743 | 0 | 30.264 | 0
2023 | 4 | 12 | 7 | 52.5068 | 0 | 20.6223 | 0 | 31.8844 | 0
2023 | 4 | 12 | 8 | 57.5646 | 0 | 22.6089 | 0 | 34.9558 | 0
2023 | 4 | 12 | 9 | 55.7823 | 0 | 21.9088 | 0 | 33.8735 | 0
2023 | 4 | 12 | 10 | 49.4622 | 0 | 19.4266 | 0 | 30.0356 | 0
2023 | 4 | 12 | 11 | 43.5883 | 0 | 17.1196 | 0 | 26.4687 | 0
2023 | 4 | 12 | 12 | 39.9548 | 0 | 15.6925 | 0 | 24.2623 | 0
2023 | 4 | 12 | 13 | 40.0313 | 0 | 15.7225 | 0 | 24.3088 | 0
2023 | 4 | 12 | 14 | 39.796 | 0 | 15.6301 | 0 | 24.1659 | 0
2023 | 4 | 12 | 15 | 40.3247 | 0 | 15.8378 | 0 | 24.4869 | 0
2023 | 4 | 12 | 16 | 42.8092 | 0 | 16.8136 | 0 | 25.9956 | 0
2023 | 4 | 12 | 17 | 47.8666 | 0 | 18.7999 | 0 | 29.0667 | 0
2023 | 4 | 12 | 18 | 53.5511 | 0 | 21.0325 | 0 | 32.5186 | 0
2023 | 4 | 12 | 19 | 57.3306 | 0 | 22.5169 | 0 | 34.8137 | 0
2023 | 4 | 12 | 20 | 63.8114 | 0 | 25.0623 | 0 | 38.7491 | 0
2023 | 4 | 12 | 21 | 67.2959 | 0 | 26.4309 | 0 | 40.865 | 0
2023 | 4 | 12 | 22 | 64.2712 | 0 | 25.2429 | 0 | 39.0283 | 0
2023 | 4 | 12 | 23 | 59.3227 | 0 | 23.2993 | 0 | 36.0233 | 0
2023 | 4 | 12 | 24 | 54.5613 | 0 | 21.4293 | 0 | 33.132 | 0
2023 | 4 | 13 | 1 | 49.7251 | 0 | 19.5298 | 0 | 30.1953 | 0
2023 | 4 | 13 | 2 | 53.5646 | 0 | 21.0378 | 0 | 32.5268 | 0
2023 | 4 | 13 | 3 | 52.9164 | 0 | 20.7832 | 0 | 32.1332 | 0
2023 | 4 | 13 | 4 | 52.7601 | 0 | 20.7219 | 0 | 32.0383 | 0
2023 | 4 | 13 | 5 | 53.5577 | 0 | 21.0351 | 0 | 32.5226 | 0
2023 | 4 | 13 | 6 | 55.8975 | 0 | 21.9541 | 0 | 33.9434 | 0
2023 | 4 | 13 | 7 | 60.9647 | 0 | 23.9442 | 0 | 37.0204 | 0
2023 | 4 | 13 | 8 | 65.7173 | 0 | 25.8109 | 0 | 39.9064 | 0
2023 | 4 | 13 | 9 | 63.196 | 0 | 24.8206 | 0 | 38.3754 | 0
2023 | 4 | 13 | 10 | 55.3407 | 0 | 21.7354 | 0 | 33.6053 | 0
2023 | 4 | 13 | 11 | 48.1948 | 0 | 18.9288 | 0 | 29.266 | 0
2023 | 4 | 13 | 12 | 43.0516 | 0 | 16.9088 | 0 | 26.1428 | 0
2023 | 4 | 13 | 13 | 40.9684 | 0 | 16.0906 | 0 | 24.8778 | 0
2023 | 4 | 13 | 14 | 39.0419 | 0 | 15.334 | 0 | 23.708 | 0
2023 | 4 | 13 | 15 | 38.7941 | 0 | 15.2366 | 0 | 23.5575 | 0
2023 | 4 | 13 | 16 | 42.7717 | 0 | 16.7988 | 0 | 25.9728 | 0
2023 | 4 | 13 | 17 | 47.7067 | 0 | 18.7371 | 0 | 28.9696 | 0
2023 | 4 | 13 | 18 | 53.9536 | 0 | 21.1906 | 0 | 32.763 | 0
2023 | 4 | 13 | 19 | 57.0342 | 0 | 22.4005 | 0 | 34.6337 | 0
2023 | 4 | 13 | 20 | 62.2007 | 0 | 24.4297 | 0 | 37.771 | 0
2023 | 4 | 13 | 21 | 65.3957 | 0 | 25.6845 | 0 | 39.7111 | 0
2023 | 4 | 13 | 22 | 62.427 | 0 | 24.5186 | 0 | 37.9084 | 0
2023 | 4 | 13 | 23 | 57.5155 | 0 | 22.5896 | 0 | 34.9259 | 0
2023 | 4 | 13 | 24 | 52.9664 | 0 | 20.8029 | 0 | 32.1635 | 0
2023 | 4 | 14 | 1 | 50.0377 | 0 | 19.6526 | 0 | 30.3851 | 0
2023 | 4 | 14 | 2 | 46.8264 | 0 | 18.3914 | 0 | 28.4351 | 0
2023 | 4 | 14 | 3 | 46.3657 | 0 | 18.2104 | 0 | 28.1553 | 0
2023 | 4 | 14 | 4 | 46.4224 | 0 | 18.2327 | 0 | 28.1897 | 0
2023 | 4 | 14 | 5 | 47.3473 | 0 | 18.5959 | 0 | 28.7514 | 0
2023 | 4 | 14 | 6 | 49.735 | 0 | 19.5337 | 0 | 30.2013 | 0
2023 | 4 | 14 | 7 | 52.5247 | 0 | 20.6294 | 0 | 31.8953 | 0
2023 | 4 | 14 | 8 | 56.6 | 0 | 22.23 | 0 | 34.37 | 0
2023 | 4 | 14 | 9 | 52.5435 | 0 | 20.6368 | 0 | 31.9067 | 0
2023 | 4 | 14 | 10 | 40.7631 | 0 | 16.01 | 0 | 24.7531 | 0
2023 | 4 | 14 | 11 | 30.0354 | 0 | 11.7966 | 0 | 18.2388 | 0
2023 | 4 | 14 | 12 | 22.4516 | 0 | 8.818 | 0 | 13.6336 | 0
2023 | 4 | 14 | 13 | 16.5089 | 0 | 6.484 | 0 | 10.0249 | 0
2023 | 4 | 14 | 14 | 14.0016 | 0 | 5.4992 | 0 | 8.5024 | 0
2023 | 4 | 14 | 15 | 14.7947 | 0 | 5.8107 | 0 | 8.984 | 0
2023 | 4 | 14 | 16 | 19.066 | 0 | 7.4883 | 0 | 11.5777 | 0
2023 | 4 | 14 | 17 | 27.9488 | 0 | 10.9771 | 0 | 16.9717 | 0
2023 | 4 | 14 | 18 | 39.6995 | 0 | 15.5922 | 0 | 24.1073 | 0
2023 | 4 | 14 | 19 | 46.3806 | 0 | 18.2163 | 0 | 28.1644 | 0
2023 | 4 | 14 | 20 | 53.9867 | 0 | 21.2036 | 0 | 32.7831 | 0
2023 | 4 | 14 | 21 | 57.7523 | 0 | 22.6825 | 0 | 35.0697 | 0
2023 | 4 | 14 | 22 | 55.6721 | 0 | 21.8655 | 0 | 33.8065 | 0
2023 | 4 | 14 | 23 | 51.5332 | 0 | 20.24 | 0 | 31.2932 | 0
2023 | 4 | 14 | 24 | 47.6419 | 0 | 18.7116 | 0 | 28.9302 | 0
2023 | 4 | 15 | 1 | 45.8681 | 0 | 18.015 | 0 | 27.8531 | 0
2023 | 4 | 15 | 2 | 43.584 | 0 | 17.1179 | 0 | 26.4661 | 0
2023 | 4 | 15 | 3 | 42.3716 | 0 | 16.6417 | 0 | 25.7299 | 0
2023 | 4 | 15 | 4 | 41.5207 | 0 | 16.3075 | 0 | 25.2132 | 0
2023 | 4 | 15 | 5 | 41.8706 | 0 | 16.4449 | 0 | 25.4257 | 0
2023 | 4 | 15 | 6 | 43.9858 | 0 | 17.2757 | 0 | 26.7101 | 0
2023 | 4 | 15 | 7 | 48.4514 | 0 | 19.0296 | 0 | 29.4218 | 0
2023 | 4 | 15 | 8 | 49.5108 | 0 | 19.4457 | 0 | 30.0652 | 0
2023 | 4 | 15 | 9 | 44.9961 | 0 | 17.6725 | 0 | 27.3236 | 0
2023 | 4 | 15 | 10 | 35.7748 | 0 | 14.0508 | 0 | 21.724 | 0
2023 | 4 | 15 | 11 | 27.5189 | 0 | 10.8082 | 0 | 16.7107 | 0
2023 | 4 | 15 | 12 | 21.7664 | 0 | 8.5489 | 0 | 13.2175 | 0
2023 | 4 | 15 | 13 | 21.4885 | 0 | 8.4397 | 0 | 13.0488 | 0
2023 | 4 | 15 | 14 | 18.4739 | 0 | 7.2558 | 0 | 11.2182 | 0
2023 | 4 | 15 | 15 | 18.2661 | 0 | 7.1741 | 0 | 11.092 | 0
2023 | 4 | 15 | 16 | 22.2825 | 0 | 8.7516 | 0 | 13.5309 | 0
2023 | 4 | 15 | 17 | 30.2599 | 0 | 11.8848 | 0 | 18.3751 | 0
2023 | 4 | 15 | 18 | 39.736 | 0 | 15.6066 | 0 | 24.1295 | 0
2023 | 4 | 15 | 19 | 41.1702 | 0 | 16.1698 | 0 | 25.0003 | 0
2023 | 4 | 15 | 20 | 47.8672 | 0 | 18.8001 | 0 | 29.0671 | 0
2023 | 4 | 15 | 21 | 50.9011 | 0 | 19.9917 | 0 | 30.9094 | 0
2023 | 4 | 15 | 22 | 47.9817 | 0 | 18.8451 | 0 | 29.1366 | 0
2023 | 4 | 15 | 23 | 44.4809 | 0 | 17.4701 | 0 | 27.0107 | 0
2023 | 4 | 15 | 24 | 41.667 | 0 | 16.365 | 0 | 25.302 | 0
2023 | 4 | 16 | 1 | 40.6272 | 0 | 15.9566 | 0 | 24.6706 | 0
2023 | 4 | 16 | 2 | 40.2736 | 0 | 15.8177 | 0 | 24.4559 | 0
2023 | 4 | 16 | 3 | 39.5271 | 0 | 15.5245 | 0 | 24.0026 | 0
2023 | 4 | 16 | 4 | 39.026 | 0 | 15.3277 | 0 | 23.6983 | 0
2023 | 4 | 16 | 5 | 39.309 | 0 | 15.4389 | 0 | 23.8702 | 0
2023 | 4 | 16 | 6 | 41.4636 | 0 | 16.2851 | 0 | 25.1785 | 0
2023 | 4 | 16 | 7 | 43.7125 | 0 | 17.1684 | 0 | 26.5442 | 0
2023 | 4 | 16 | 8 | 44.5498 | 0 | 17.4972 | 0 | 27.0526 | 0
2023 | 4 | 16 | 9 | 40.0058 | 0 | 15.7125 | 0 | 24.2933 | 0
2023 | 4 | 16 | 10 | 30.9685 | 0 | 12.1631 | 0 | 18.8054 | 0
2023 | 4 | 16 | 11 | 22.4347 | 0 | 8.8114 | 0 | 13.6233 | 0
2023 | 4 | 16 | 12 | 17.2137 | 0 | 6.7608 | 0 | 10.4529 | 0
2023 | 4 | 16 | 13 | 10.8509 | 0 | 4.2617 | 0 | 6.5891 | 0
2023 | 4 | 16 | 14 | 7.6627 | 0 | 3.0096 | 0 | 4.6531 | 0
2023 | 4 | 16 | 15 | 7.4954 | 0 | 2.9439 | 0 | 4.5515 | 0
2023 | 4 | 16 | 16 | 12.4788 | 0 | 4.9011 | 0 | 7.5777 | 0
2023 | 4 | 16 | 17 | 23.1223 | 0 | 9.0814 | 0 | 14.0409 | 0
2023 | 4 | 16 | 18 | 36.2176 | 0 | 14.2247 | 0 | 21.9929 | 0
2023 | 4 | 16 | 19 | 41.7178 | 0 | 16.3849 | 0 | 25.3329 | 0
2023 | 4 | 16 | 20 | 49.1019 | 0 | 19.2851 | 0 | 29.8169 | 0
2023 | 4 | 16 | 21 | 53.1975 | 0 | 20.8936 | 0 | 32.3039 | 0
2023 | 4 | 16 | 22 | 50.8909 | 0 | 19.9877 | 0 | 30.9032 | 0
2023 | 4 | 16 | 23 | 46.9037 | 0 | 18.4217 | 0 | 28.482 | 0
2023 | 4 | 16 | 24 | 43.8432 | 0 | 17.2197 | 0 | 26.6235 | 0
2023 | 4 | 17 | 1 | 41.2219 | 0 | 16.1902 | 0 | 25.0318 | 0
2023 | 4 | 17 | 2 | 42.5832 | 0 | 16.7248 | 0 | 25.8584 | 0
2023 | 4 | 17 | 3 | 42.1143 | 0 | 16.5406 | 0 | 25.5736 | 0
2023 | 4 | 17 | 4 | 41.8733 | 0 | 16.446 | 0 | 25.4273 | 0
2023 | 4 | 17 | 5 | 42.8095 | 0 | 16.8137 | 0 | 25.9958 | 0
2023 | 4 | 17 | 6 | 44.9678 | 0 | 17.6614 | 0 | 27.3064 | 0
2023 | 4 | 17 | 7 | 47.9141 | 0 | 18.8186 | 0 | 29.0956 | 0
2023 | 4 | 17 | 8 | 51.7148 | 0 | 20.3113 | 0 | 31.4035 | 0
2023 | 4 | 17 | 9 | 47.5826 | 0 | 18.6884 | 0 | 28.8943 | 0
2023 | 4 | 17 | 10 | 38.2702 | 0 | 15.0308 | 0 | 23.2393 | 0
2023 | 4 | 17 | 11 | 30.834 | 0 | 12.1102 | 0 | 18.7237 | 0
2023 | 4 | 17 | 12 | 25.4712 | 0 | 10.004 | 0 | 15.4673 | 0
2023 | 4 | 17 | 13 | 38.1716 | 0 | 14.9921 | 0 | 23.1795 | 0
2023 | 4 | 17 | 14 | 37.5804 | 0 | 14.7599 | 0 | 22.8205 | 0
2023 | 4 | 17 | 15 | 37.658 | 0 | 14.7904 | 0 | 22.8676 | 0
2023 | 4 | 17 | 16 | 40.1144 | 0 | 15.7552 | 0 | 24.3593 | 0
2023 | 4 | 17 | 17 | 45.8121 | 0 | 17.993 | 0 | 27.8191 | 0
2023 | 4 | 17 | 18 | 52.2713 | 0 | 20.5299 | 0 | 31.7414 | 0
2023 | 4 | 17 | 19 | 54.306 | 0 | 21.329 | 0 | 32.977 | 0
2023 | 4 | 17 | 20 | 59.8798 | 0 | 23.5182 | 0 | 36.3616 | 0
2023 | 4 | 17 | 21 | 61.8194 | 0 | 24.2799 | 0 | 37.5394 | 0
2023 | 4 | 17 | 22 | 59.1858 | 0 | 23.2456 | 0 | 35.9402 | 0
2023 | 4 | 17 | 23 | 54.1181 | 0 | 21.2552 | 0 | 32.8629 | 0
2023 | 4 | 17 | 24 | 49.47 | 0 | 19.4296 | 0 | 30.0403 | 0
2023 | 4 | 18 | 1 | 40.5015 | 0 | 15.9072 | 0 | 24.5943 | 0
2023 | 4 | 18 | 2 | 43.9348 | 0 | 17.2557 | 0 | 26.6791 | 0
2023 | 4 | 18 | 3 | 43.3186 | 0 | 17.0137 | 0 | 26.305 | 0
2023 | 4 | 18 | 4 | 42.9436 | 0 | 16.8664 | 0 | 26.0772 | 0
2023 | 4 | 18 | 5 | 43.5945 | 0 | 17.122 | 0 | 26.4725 | 0
2023 | 4 | 18 | 6 | 45.6107 | 0 | 17.9139 | 0 | 27.6968 | 0
2023 | 4 | 18 | 7 | 52.2152 | 0 | 20.5078 | 0 | 31.7074 | 0
2023 | 4 | 18 | 8 | 55.0666 | 0 | 21.6277 | 0 | 33.4388 | 0
2023 | 4 | 18 | 9 | 51.0681 | 0 | 20.0573 | 0 | 31.0108 | 0
2023 | 4 | 18 | 10 | 42.7119 | 0 | 16.7753 | 0 | 25.9365 | 0
2023 | 4 | 18 | 11 | 36.6208 | 0 | 14.383 | 0 | 22.2378 | 0
2023 | 4 | 18 | 12 | 32.3875 | 0 | 12.7204 | 0 | 19.6671 | 0
2023 | 4 | 18 | 13 | 44.7039 | 0 | 17.5577 | 0 | 27.1462 | 0
2023 | 4 | 18 | 14 | 43.7977 | 0 | 17.2018 | 0 | 26.5959 | 0
2023 | 4 | 18 | 15 | 44.8285 | 0 | 17.6067 | 0 | 27.2218 | 0
2023 | 4 | 18 | 16 | 48.0829 | 0 | 18.8848 | 0 | 29.198 | 0
2023 | 4 | 18 | 17 | 53.3344 | 0 | 20.9474 | 0 | 32.387 | 0
2023 | 4 | 18 | 18 | 57.8988 | 0 | 22.7401 | 0 | 35.1587 | 0
2023 | 4 | 18 | 19 | 55.9101 | 0 | 21.959 | 0 | 33.9511 | 0
2023 | 4 | 18 | 20 | 60.0997 | 0 | 23.6045 | 0 | 36.4952 | 0
2023 | 4 | 18 | 21 | 61.8365 | 0 | 24.2866 | 0 | 37.5498 | 0
2023 | 4 | 18 | 22 | 58.5808 | 0 | 23.008 | 0 | 35.5729 | 0
2023 | 4 | 18 | 23 | 52.8896 | 0 | 20.7727 | 0 | 32.1169 | 0
2023 | 4 | 18 | 24 | 48.14 | 0 | 18.9073 | 0 | 29.2327 | 0
2023 | 4 | 19 | 1 | 42.1435 | 0 | 16.5521 | 0 | 25.5914 | 0
2023 | 4 | 19 | 2 | 40.5871 | 0 | 15.9408 | 0 | 24.6463 | 0
2023 | 4 | 19 | 3 | 39.9716 | 0 | 15.6991 | 0 | 24.2725 | 0
2023 | 4 | 19 | 4 | 39.7672 | 0 | 15.6188 | 0 | 24.1484 | 0
2023 | 4 | 19 | 5 | 41.232 | 0 | 16.1941 | 0 | 25.0379 | 0
2023 | 4 | 19 | 6 | 43.0931 | 0 | 16.9251 | 0 | 26.168 | 0
2023 | 4 | 19 | 7 | 46.5263 | 0 | 18.2735 | 0 | 28.2528 | 0
2023 | 4 | 19 | 8 | 51.4504 | 0 | 20.2074 | 0 | 31.2429 | 0
2023 | 4 | 19 | 9 | 51.3613 | 0 | 20.1725 | 0 | 31.1888 | 0
2023 | 4 | 19 | 10 | 48.6228 | 0 | 19.0969 | 0 | 29.5259 | 0
2023 | 4 | 19 | 11 | 47.1861 | 0 | 18.5326 | 0 | 28.6535 | 0
2023 | 4 | 19 | 12 | 43.9893 | 0 | 17.277 | 0 | 26.7122 | 0
2023 | 4 | 19 | 13 | 26.9679 | 0 | 10.5918 | 0 | 16.3761 | 0
2023 | 4 | 19 | 14 | 25.413 | 0 | 9.9811 | 0 | 15.4319 | 0
2023 | 4 | 19 | 15 | 26.2982 | 0 | 10.3288 | 0 | 15.9695 | 0
2023 | 4 | 19 | 16 | 29.6675 | 0 | 11.6521 | 0 | 18.0154 | 0
2023 | 4 | 19 | 17 | 36.674 | 0 | 14.404 | 0 | 22.2701 | 0
2023 | 4 | 19 | 18 | 45.3657 | 0 | 17.8177 | 0 | 27.5481 | 0
2023 | 4 | 19 | 19 | 52.0662 | 0 | 20.4493 | 0 | 31.6169 | 0
2023 | 4 | 19 | 20 | 55.907 | 0 | 21.9578 | 0 | 33.9492 | 0
2023 | 4 | 19 | 21 | 58.4273 | 0 | 22.9477 | 0 | 35.4796 | 0
2023 | 4 | 19 | 22 | 55.9835 | 0 | 21.9879 | 0 | 33.9956 | 0
2023 | 4 | 19 | 23 | 50.8889 | 0 | 19.9869 | 0 | 30.902 | 0
2023 | 4 | 19 | 24 | 46.3274 | 0 | 18.1954 | 0 | 28.132 | 0
2023 | 4 | 20 | 1 | 44.2071 | 0 | 17.3626 | 0 | 26.8445 | 0
2023 | 4 | 20 | 2 | 42.3689 | 0 | 16.6406 | 0 | 25.7282 | 0
2023 | 4 | 20 | 3 | 42.0162 | 0 | 16.5021 | 0 | 25.5141 | 0
2023 | 4 | 20 | 4 | 42.0038 | 0 | 16.4972 | 0 | 25.5065 | 0
2023 | 4 | 20 | 5 | 42.983 | 0 | 16.8818 | 0 | 26.1011 | 0
2023 | 4 | 20 | 6 | 45.4393 | 0 | 17.8466 | 0 | 27.5928 | 0
2023 | 4 | 20 | 7 | 49.9574 | 0 | 19.6211 | 0 | 30.3363 | 0
2023 | 4 | 20 | 8 | 54.0506 | 0 | 21.2287 | 0 | 32.8219 | 0
2023 | 4 | 20 | 9 | 48.9748 | 0 | 19.2351 | 0 | 29.7397 | 0
2023 | 4 | 20 | 10 | 35.3529 | 0 | 13.885 | 0 | 21.4678 | 0
2023 | 4 | 20 | 11 | 23.786 | 0 | 9.3421 | 0 | 14.4439 | 0
2023 | 4 | 20 | 12 | 15.9954 | 0 | 6.2823 | 0 | 9.7131 | 0
2023 | 4 | 20 | 13 | 15.9972 | 0 | 6.283 | 0 | 9.7142 | 0
2023 | 4 | 20 | 14 | 13.6659 | 0 | 5.3674 | 0 | 8.2985 | 0
2023 | 4 | 20 | 15 | 13.3223 | 0 | 5.2324 | 0 | 8.0899 | 0
2023 | 4 | 20 | 16 | 17.8919 | 0 | 7.0272 | 0 | 10.8648 | 0
2023 | 4 | 20 | 17 | 26.8184 | 0 | 10.5331 | 0 | 16.2853 | 0
2023 | 4 | 20 | 18 | 39.2108 | 0 | 15.4003 | 0 | 23.8105 | 0
2023 | 4 | 20 | 19 | 51.9251 | 0 | 20.3939 | 0 | 31.5312 | 0
2023 | 4 | 20 | 20 | 58.6455 | 0 | 23.0334 | 0 | 35.6121 | 0
2023 | 4 | 20 | 21 | 61.5513 | 0 | 24.1746 | 0 | 37.3766 | 0
2023 | 4 | 20 | 22 | 59.1564 | 0 | 23.234 | 0 | 35.9223 | 0
2023 | 4 | 20 | 23 | 54.0796 | 0 | 21.2401 | 0 | 32.8395 | 0
2023 | 4 | 20 | 24 | 49.124 | 0 | 19.2937 | 0 | 29.8302 | 0
2023 | 4 | 21 | 1 | 43.618 | 0 | 17.1312 | 0 | 26.4868 | 0
2023 | 4 | 21 | 2 | 45.2722 | 0 | 17.7809 | 0 | 27.4913 | 0
2023 | 4 | 21 | 3 | 44.4893 | 0 | 17.4734 | 0 | 27.0158 | 0
2023 | 4 | 21 | 4 | 43.8792 | 0 | 17.2338 | 0 | 26.6454 | 0
2023 | 4 | 21 | 5 | 44.4684 | 0 | 17.4652 | 0 | 27.0032 | 0
2023 | 4 | 21 | 6 | 46.3572 | 0 | 18.2071 | 0 | 28.1501 | 0
2023 | 4 | 21 | 7 | 54.1111 | 0 | 21.2524 | 0 | 32.8586 | 0
2023 | 4 | 21 | 8 | 58.1138 | 0 | 22.8245 | 0 | 35.2893 | 0
2023 | 4 | 21 | 9 | 58.5204 | 0 | 22.9842 | 0 | 35.5362 | 0
2023 | 4 | 21 | 10 | 56.4844 | 0 | 22.1846 | 0 | 34.2998 | 0
2023 | 4 | 21 | 11 | 54.3747 | 0 | 21.356 | 0 | 33.0187 | 0
2023 | 4 | 21 | 12 | 50.3236 | 0 | 19.7649 | 0 | 30.5587 | 0
2023 | 4 | 21 | 13 | 51.8697 | 0 | 20.3721 | 0 | 31.4975 | 0
2023 | 4 | 21 | 14 | 51.2393 | 0 | 20.1245 | 0 | 31.1147 | 0
2023 | 4 | 21 | 15 | 51.3039 | 0 | 20.1499 | 0 | 31.154 | 0
2023 | 4 | 21 | 16 | 52.92 | 0 | 20.7847 | 0 | 32.1354 | 0
2023 | 4 | 21 | 17 | 55.2736 | 0 | 21.709 | 0 | 33.5646 | 0
2023 | 4 | 21 | 18 | 57.0342 | 0 | 22.4005 | 0 | 34.6336 | 0
2023 | 4 | 21 | 19 | 54.8792 | 0 | 21.5541 | 0 | 33.3251 | 0
2023 | 4 | 21 | 20 | 54.6048 | 0 | 21.4464 | 0 | 33.1584 | 0
2023 | 4 | 21 | 21 | 55.162 | 0 | 21.6652 | 0 | 33.4968 | 0
2023 | 4 | 21 | 22 | 52.5569 | 0 | 20.642 | 0 | 31.9148 | 0
2023 | 4 | 21 | 23 | 48.0414 | 0 | 18.8685 | 0 | 29.1728 | 0
2023 | 4 | 21 | 24 | 44.117 | 0 | 17.3272 | 0 | 26.7898 | 0
2023 | 4 | 22 | 1 | 42.9293 | 0 | 16.8607 | 0 | 26.0685 | 0
2023 | 4 | 22 | 2 | 39.3324 | 0 | 15.448 | 0 | 23.8844 | 0
2023 | 4 | 22 | 3 | 38.0471 | 0 | 14.9432 | 0 | 23.1038 | 0
2023 | 4 | 22 | 4 | 37.1215 | 0 | 14.5797 | 0 | 22.5418 | 0
2023 | 4 | 22 | 5 | 37.3756 | 0 | 14.6795 | 0 | 22.6961 | 0
2023 | 4 | 22 | 6 | 38.8991 | 0 | 15.2779 | 0 | 23.6213 | 0
2023 | 4 | 22 | 7 | 44.6929 | 0 | 17.5534 | 0 | 27.1395 | 0
2023 | 4 | 22 | 8 | 45.9355 | 0 | 18.0415 | 0 | 27.8941 | 0
2023 | 4 | 22 | 9 | 45.2288 | 0 | 17.7639 | 0 | 27.4649 | 0
2023 | 4 | 22 | 10 | 42.6833 | 0 | 16.7641 | 0 | 25.9192 | 0
2023 | 4 | 22 | 11 | 40.3768 | 0 | 15.8582 | 0 | 24.5186 | 0
2023 | 4 | 22 | 12 | 37.3349 | 0 | 14.6635 | 0 | 22.6714 | 0
2023 | 4 | 22 | 13 | 41.8446 | 0 | 16.4347 | 0 | 25.4099 | 0
2023 | 4 | 22 | 14 | 39.6056 | 0 | 15.5553 | 0 | 24.0503 | 0
2023 | 4 | 22 | 15 | 38.6905 | 0 | 15.1959 | 0 | 23.4946 | 0
2023 | 4 | 22 | 16 | 40.7016 | 0 | 15.9858 | 0 | 24.7158 | 0
2023 | 4 | 22 | 17 | 45.5624 | 0 | 17.8949 | 0 | 27.6675 | 0
2023 | 4 | 22 | 18 | 51.0479 | 0 | 20.0494 | 0 | 30.9985 | 0
2023 | 4 | 22 | 19 | 45.0881 | 0 | 17.7086 | 0 | 27.3795 | 0
2023 | 4 | 22 | 20 | 48.746 | 0 | 19.1453 | 0 | 29.6007 | 0
2023 | 4 | 22 | 21 | 49.9882 | 0 | 19.6331 | 0 | 30.355 | 0
2023 | 4 | 22 | 22 | 47.3871 | 0 | 18.6116 | 0 | 28.7756 | 0
2023 | 4 | 22 | 23 | 43.7843 | 0 | 17.1965 | 0 | 26.5877 | 0
2023 | 4 | 22 | 24 | 40.9067 | 0 | 16.0664 | 0 | 24.8404 | 0
2023 | 4 | 23 | 1 | 37.919 | 0 | 14.8929 | 0 | 23.0261 | 0
2023 | 4 | 23 | 2 | 37.6644 | 0 | 14.7929 | 0 | 22.8715 | 0
2023 | 4 | 23 | 3 | 37.1491 | 0 | 14.5905 | 0 | 22.5586 | 0
2023 | 4 | 23 | 4 | 37.1149 | 0 | 14.5771 | 0 | 22.5378 | 0
2023 | 4 | 23 | 5 | 37.6691 | 0 | 14.7948 | 0 | 22.8743 | 0
2023 | 4 | 23 | 6 | 39.8082 | 0 | 15.6349 | 0 | 24.1733 | 0
2023 | 4 | 23 | 7 | 41.1494 | 0 | 16.1617 | 0 | 24.9878 | 0
2023 | 4 | 23 | 8 | 42.4911 | 0 | 16.6886 | 0 | 25.8025 | 0
2023 | 4 | 23 | 9 | 38.682 | 0 | 15.1926 | 0 | 23.4894 | 0
2023 | 4 | 23 | 10 | 30.1849 | 0 | 11.8553 | 0 | 18.3296 | 0
2023 | 4 | 23 | 11 | 21.1848 | 0 | 8.3204 | 0 | 12.8643 | 0
2023 | 4 | 23 | 12 | 14.2076 | 0 | 5.5801 | 0 | 8.6275 | 0
2023 | 4 | 23 | 13 | 10.8142 | 0 | 4.2473 | 0 | 6.5668 | 0
2023 | 4 | 23 | 14 | 8.0502 | 0 | 3.1617 | 0 | 4.8884 | 0
2023 | 4 | 23 | 15 | 8.7305 | 0 | 3.4289 | 0 | 5.3015 | 0
2023 | 4 | 23 | 16 | 14.1733 | 0 | 5.5667 | 0 | 8.6067 | 0
2023 | 4 | 23 | 17 | 25.0465 | 0 | 9.8372 | 0 | 15.2094 | 0
2023 | 4 | 23 | 18 | 38.5246 | 0 | 15.1308 | 0 | 23.3938 | 0
2023 | 4 | 23 | 19 | 50.5208 | 0 | 19.8423 | 0 | 30.6784 | 0
2023 | 4 | 23 | 20 | 57.8684 | 0 | 22.7282 | 0 | 35.1402 | 0
2023 | 4 | 23 | 21 | 61.8267 | 0 | 24.2828 | 0 | 37.5439 | 0
2023 | 4 | 23 | 22 | 60.439 | 0 | 23.7378 | 0 | 36.7012 | 0
2023 | 4 | 23 | 23 | 55.7637 | 0 | 21.9015 | 0 | 33.8622 | 0
2023 | 4 | 23 | 24 | 51.6794 | 0 | 20.2974 | 0 | 31.382 | 0
2023 | 4 | 24 | 1 | 46.7628 | 0 | 18.3664 | 0 | 28.3964 | 0
2023 | 4 | 24 | 2 | 43.8962 | 0 | 17.2405 | 0 | 26.6557 | 0
2023 | 4 | 24 | 3 | 43.3867 | 0 | 17.0404 | 0 | 26.3463 | 0
2023 | 4 | 24 | 4 | 43.2561 | 0 | 16.9891 | 0 | 26.267 | 0
2023 | 4 | 24 | 5 | 44.1838 | 0 | 17.3534 | 0 | 26.8303 | 0
2023 | 4 | 24 | 6 | 46.3569 | 0 | 18.2069 | 0 | 28.1499 | 0
2023 | 4 | 24 | 7 | 54.4933 | 0 | 21.4026 | 0 | 33.0907 | 0
2023 | 4 | 24 | 8 | 58.7242 | 0 | 23.0643 | 0 | 35.6599 | 0
2023 | 4 | 24 | 9 | 57.3206 | 0 | 22.513 | 0 | 34.8076 | 0
2023 | 4 | 24 | 10 | 51.6738 | 0 | 20.2952 | 0 | 31.3786 | 0
2023 | 4 | 24 | 11 | 47.4262 | 0 | 18.6269 | 0 | 28.7992 | 0
2023 | 4 | 24 | 12 | 42.609 | 0 | 16.7349 | 0 | 25.874 | 0
2023 | 4 | 24 | 13 | 39.306 | 0 | 15.4377 | 0 | 23.8683 | 0
2023 | 4 | 24 | 14 | 38.3115 | 0 | 15.0471 | 0 | 23.2644 | 0
2023 | 4 | 24 | 15 | 38.1546 | 0 | 14.9855 | 0 | 23.1692 | 0
2023 | 4 | 24 | 16 | 40.3944 | 0 | 15.8651 | 0 | 24.5293 | 0
2023 | 4 | 24 | 17 | 45.5667 | 0 | 17.8966 | 0 | 27.6701 | 0
2023 | 4 | 24 | 18 | 51.6716 | 0 | 20.2943 | 0 | 31.3773 | 0
2023 | 4 | 24 | 19 | 57.6915 | 0 | 22.6587 | 0 | 35.0328 | 0
2023 | 4 | 24 | 20 | 60.1077 | 0 | 23.6077 | 0 | 36.5 | 0
2023 | 4 | 24 | 21 | 61.1085 | 0 | 24.0007 | 0 | 37.1078 | 0
2023 | 4 | 24 | 22 | 58.7022 | 0 | 23.0557 | 0 | 35.6466 | 0
2023 | 4 | 24 | 23 | 53.4609 | 0 | 20.9971 | 0 | 32.4638 | 0
2023 | 4 | 24 | 24 | 48.7133 | 0 | 19.1324 | 0 | 29.5808 | 0
2023 | 4 | 25 | 1 | 44.5425 | 0 | 17.4943 | 0 | 27.0482 | 0
2023 | 4 | 25 | 2 | 42.3591 | 0 | 16.6368 | 0 | 25.7223 | 0
2023 | 4 | 25 | 3 | 41.8793 | 0 | 16.4484 | 0 | 25.431 | 0
2023 | 4 | 25 | 4 | 41.5694 | 0 | 16.3266 | 0 | 25.2428 | 0
2023 | 4 | 25 | 5 | 42.2024 | 0 | 16.5752 | 0 | 25.6271 | 0
2023 | 4 | 25 | 6 | 44.1441 | 0 | 17.3378 | 0 | 26.8062 | 0
2023 | 4 | 25 | 7 | 46.7284 | 0 | 18.3528 | 0 | 28.3755 | 0
2023 | 4 | 25 | 8 | 50.7286 | 0 | 19.924 | 0 | 30.8047 | 0
2023 | 4 | 25 | 9 | 50.8388 | 0 | 19.9672 | 0 | 30.8715 | 0
2023 | 4 | 25 | 10 | 48.1806 | 0 | 18.9232 | 0 | 29.2574 | 0
2023 | 4 | 25 | 11 | 46.6611 | 0 | 18.3264 | 0 | 28.3347 | 0
2023 | 4 | 25 | 12 | 44.4564 | 0 | 17.4605 | 0 | 26.9959 | 0
2023 | 4 | 25 | 13 | 31.1305 | 0 | 12.2267 | 0 | 18.9038 | 0
2023 | 4 | 25 | 14 | 29.5397 | 0 | 11.6019 | 0 | 17.9378 | 0
2023 | 4 | 25 | 15 | 30.5983 | 0 | 12.0176 | 0 | 18.5806 | 0
2023 | 4 | 25 | 16 | 33.2943 | 0 | 13.0765 | 0 | 20.2178 | 0
2023 | 4 | 25 | 17 | 39.5459 | 0 | 15.5319 | 0 | 24.014 | 0
2023 | 4 | 25 | 18 | 46.4262 | 0 | 18.2342 | 0 | 28.192 | 0
2023 | 4 | 25 | 19 | 53.8739 | 0 | 21.1593 | 0 | 32.7146 | 0
2023 | 4 | 25 | 20 | 55.4964 | 0 | 21.7966 | 0 | 33.6999 | 0
2023 | 4 | 25 | 21 | 56.5663 | 0 | 22.2168 | 0 | 34.3495 | 0
2023 | 4 | 25 | 22 | 53.9569 | 0 | 21.1919 | 0 | 32.765 | 0
2023 | 4 | 25 | 23 | 48.5264 | 0 | 19.059 | 0 | 29.4673 | 0
2023 | 4 | 25 | 24 | 44.0735 | 0 | 17.3101 | 0 | 26.7634 | 0
2023 | 4 | 26 | 1 | 45.7519 | 0 | 17.9693 | 0 | 27.7826 | 0
2023 | 4 | 26 | 2 | 40.0154 | 0 | 15.7163 | 0 | 24.2991 | 0
2023 | 4 | 26 | 3 | 39.2378 | 0 | 15.4109 | 0 | 23.8269 | 0
2023 | 4 | 26 | 4 | 38.9271 | 0 | 15.2888 | 0 | 23.6382 | 0
2023 | 4 | 26 | 5 | 39.9601 | 0 | 15.6946 | 0 | 24.2655 | 0
2023 | 4 | 26 | 6 | 42.1423 | 0 | 16.5516 | 0 | 25.5906 | 0
2023 | 4 | 26 | 7 | 44.7953 | 0 | 17.5936 | 0 | 27.2017 | 0
2023 | 4 | 26 | 8 | 49.533 | 0 | 19.4544 | 0 | 30.0786 | 0
2023 | 4 | 26 | 9 | 52.1293 | 0 | 20.4741 | 0 | 31.6552 | 0
2023 | 4 | 26 | 10 | 53.5091 | 0 | 21.016 | 0 | 32.4931 | 0
2023 | 4 | 26 | 11 | 54.8062 | 0 | 21.5255 | 0 | 33.2807 | 0
2023 | 4 | 26 | 12 | 52.7165 | 0 | 20.7047 | 0 | 32.0118 | 0
2023 | 4 | 26 | 13 | 51.4775 | 0 | 20.2181 | 0 | 31.2594 | 0
2023 | 4 | 26 | 14 | 51.2286 | 0 | 20.1203 | 0 | 31.1083 | 0
2023 | 4 | 26 | 15 | 51.1467 | 0 | 20.0882 | 0 | 31.0585 | 0
2023 | 4 | 26 | 16 | 50.7463 | 0 | 19.9309 | 0 | 30.8154 | 0
2023 | 4 | 26 | 17 | 53.2388 | 0 | 20.9098 | 0 | 32.3289 | 0
2023 | 4 | 26 | 18 | 55.7896 | 0 | 21.9117 | 0 | 33.8779 | 0
2023 | 4 | 26 | 19 | 56.7707 | 0 | 22.297 | 0 | 34.4737 | 0
2023 | 4 | 26 | 20 | 59.3236 | 0 | 23.2997 | 0 | 36.0239 | 0
2023 | 4 | 26 | 21 | 61.1086 | 0 | 24.0008 | 0 | 37.1078 | 0
2023 | 4 | 26 | 22 | 58.9542 | 0 | 23.1546 | 0 | 35.7996 | 0
2023 | 4 | 26 | 23 | 53.6542 | 0 | 21.073 | 0 | 32.5812 | 0
2023 | 4 | 26 | 24 | 49.0677 | 0 | 19.2716 | 0 | 29.7961 | 0
2023 | 4 | 27 | 1 | 45.0608 | 0 | 17.6979 | 0 | 27.3629 | 0
2023 | 4 | 27 | 2 | 45.3344 | 0 | 17.8054 | 0 | 27.5291 | 0
2023 | 4 | 27 | 3 | 44.8217 | 0 | 17.604 | 0 | 27.2177 | 0
2023 | 4 | 27 | 4 | 44.7462 | 0 | 17.5744 | 0 | 27.1719 | 0
2023 | 4 | 27 | 5 | 45.5156 | 0 | 17.8765 | 0 | 27.639 | 0
2023 | 4 | 27 | 6 | 47.6154 | 0 | 18.7012 | 0 | 28.9142 | 0
2023 | 4 | 27 | 7 | 49.3612 | 0 | 19.3869 | 0 | 29.9743 | 0
2023 | 4 | 27 | 8 | 52.9214 | 0 | 20.7852 | 0 | 32.1362 | 0
2023 | 4 | 27 | 9 | 47.6128 | 0 | 18.7002 | 0 | 28.9126 | 0
2023 | 4 | 27 | 10 | 33.8931 | 0 | 13.3117 | 0 | 20.5814 | 0
2023 | 4 | 27 | 11 | 22.1485 | 0 | 8.6989 | 0 | 13.4495 | 0
2023 | 4 | 27 | 12 | 15.5462 | 0 | 6.1058 | 0 | 9.4403 | 0
2023 | 4 | 27 | 13 | 19.9015 | 0 | 7.8164 | 0 | 12.0851 | 0
2023 | 4 | 27 | 14 | 17.3597 | 0 | 6.8181 | 0 | 10.5415 | 0
2023 | 4 | 27 | 15 | 17.5381 | 0 | 6.8882 | 0 | 10.6499 | 0
2023 | 4 | 27 | 16 | 21.5606 | 0 | 8.4681 | 0 | 13.0926 | 0
2023 | 4 | 27 | 17 | 29.8092 | 0 | 11.7078 | 0 | 18.1015 | 0
2023 | 4 | 27 | 18 | 41.1611 | 0 | 16.1663 | 0 | 24.9949 | 0
2023 | 4 | 27 | 19 | 49.6113 | 0 | 19.4851 | 0 | 30.1261 | 0
2023 | 4 | 27 | 20 | 57.2528 | 0 | 22.4864 | 0 | 34.7664 | 0
2023 | 4 | 27 | 21 | 60.926 | 0 | 23.929 | 0 | 36.9969 | 0
2023 | 4 | 27 | 22 | 59.2054 | 0 | 23.2533 | 0 | 35.9521 | 0
2023 | 4 | 27 | 23 | 54.1174 | 0 | 21.2549 | 0 | 32.8625 | 0
2023 | 4 | 27 | 24 | 49.3808 | 0 | 19.3946 | 0 | 29.9862 | 0
2023 | 4 | 28 | 1 | 44.8152 | 0 | 17.6014 | 0 | 27.2138 | 0
2023 | 4 | 28 | 2 | 42.1712 | 0 | 16.563 | 0 | 25.6082 | 0
2023 | 4 | 28 | 3 | 41.6403 | 0 | 16.3545 | 0 | 25.2858 | 0
2023 | 4 | 28 | 4 | 41.6015 | 0 | 16.3392 | 0 | 25.2623 | 0
2023 | 4 | 28 | 5 | 42.461 | 0 | 16.6768 | 0 | 25.7842 | 0
2023 | 4 | 28 | 6 | 44.7142 | 0 | 17.5618 | 0 | 27.1524 | 0
2023 | 4 | 28 | 7 | 45.9107 | 0 | 18.0317 | 0 | 27.879 | 0
2023 | 4 | 28 | 8 | 50.1779 | 0 | 19.7077 | 0 | 30.4702 | 0
2023 | 4 | 28 | 9 | 51.6065 | 0 | 20.2688 | 0 | 31.3377 | 0
2023 | 4 | 28 | 10 | 50.2381 | 0 | 19.7313 | 0 | 30.5068 | 0
2023 | 4 | 28 | 11 | 48.5748 | 0 | 19.0781 | 0 | 29.4968 | 0
2023 | 4 | 28 | 12 | 44.6659 | 0 | 17.5428 | 0 | 27.1231 | 0
2023 | 4 | 28 | 13 | 44.3223 | 0 | 17.4079 | 0 | 26.9145 | 0
2023 | 4 | 28 | 14 | 43.8216 | 0 | 17.2112 | 0 | 26.6104 | 0
2023 | 4 | 28 | 15 | 44.2558 | 0 | 17.3817 | 0 | 26.8741 | 0
2023 | 4 | 28 | 16 | 44.5748 | 0 | 17.507 | 0 | 27.0678 | 0
2023 | 4 | 28 | 17 | 47.4432 | 0 | 18.6336 | 0 | 28.8096 | 0
2023 | 4 | 28 | 18 | 50.5188 | 0 | 19.8415 | 0 | 30.6772 | 0
2023 | 4 | 28 | 19 | 52.7925 | 0 | 20.7346 | 0 | 32.0579 | 0
2023 | 4 | 28 | 20 | 54.5132 | 0 | 21.4104 | 0 | 33.1028 | 0
2023 | 4 | 28 | 21 | 55.507 | 0 | 21.8007 | 0 | 33.7063 | 0
2023 | 4 | 28 | 22 | 53.8814 | 0 | 21.1622 | 0 | 32.7191 | 0
2023 | 4 | 28 | 23 | 49.3244 | 0 | 19.3725 | 0 | 29.9519 | 0
2023 | 4 | 28 | 24 | 45.1773 | 0 | 17.7437 | 0 | 27.4336 | 0
2023 | 4 | 29 | 1 | 44.6679 | 0 | 17.5436 | 0 | 27.1243 | 0
2023 | 4 | 29 | 2 | 41.7118 | 0 | 16.3826 | 0 | 25.3292 | 0
2023 | 4 | 29 | 3 | 40.3273 | 0 | 15.8388 | 0 | 24.4885 | 0
2023 | 4 | 29 | 4 | 39.3272 | 0 | 15.446 | 0 | 23.8812 | 0
2023 | 4 | 29 | 5 | 39.4288 | 0 | 15.4859 | 0 | 23.9429 | 0
2023 | 4 | 29 | 6 | 41.0801 | 0 | 16.1344 | 0 | 24.9456 | 0
2023 | 4 | 29 | 7 | 43.2116 | 0 | 16.9716 | 0 | 26.24 | 0
2023 | 4 | 29 | 8 | 43.9706 | 0 | 17.2697 | 0 | 26.7009 | 0
2023 | 4 | 29 | 9 | 41.6437 | 0 | 16.3558 | 0 | 25.2879 | 0
2023 | 4 | 29 | 10 | 36.4513 | 0 | 14.3165 | 0 | 22.1348 | 0
2023 | 4 | 29 | 11 | 31.944 | 0 | 12.5462 | 0 | 19.3978 | 0
2023 | 4 | 29 | 12 | 28.1338 | 0 | 11.0497 | 0 | 17.0841 | 0
2023 | 4 | 29 | 13 | 38.9202 | 0 | 15.2862 | 0 | 23.6341 | 0
2023 | 4 | 29 | 14 | 37.1746 | 0 | 14.6006 | 0 | 22.5741 | 0
2023 | 4 | 29 | 15 | 36.9238 | 0 | 14.5021 | 0 | 22.4218 | 0
2023 | 4 | 29 | 16 | 37.6558 | 0 | 14.7896 | 0 | 22.8663 | 0
2023 | 4 | 29 | 17 | 42.1351 | 0 | 16.5488 | 0 | 25.5863 | 0
2023 | 4 | 29 | 18 | 47.2491 | 0 | 18.5574 | 0 | 28.6917 | 0
2023 | 4 | 29 | 19 | 51.1878 | 0 | 20.1043 | 0 | 31.0835 | 0
2023 | 4 | 29 | 20 | 55.3553 | 0 | 21.7411 | 0 | 33.6142 | 0
2023 | 4 | 29 | 21 | 56.999 | 0 | 22.3867 | 0 | 34.6123 | 0
2023 | 4 | 29 | 22 | 54.9341 | 0 | 21.5757 | 0 | 33.3584 | 0
2023 | 4 | 29 | 23 | 50.9032 | 0 | 19.9925 | 0 | 30.9106 | 0
2023 | 4 | 29 | 24 | 47.3895 | 0 | 18.6125 | 0 | 28.777 | 0
2023 | 4 | 30 | 1 | 41.5718 | 0 | 16.3276 | 0 | 25.2442 | 0
2023 | 4 | 30 | 2 | 45.2285 | 0 | 17.7638 | 0 | 27.4648 | 0
2023 | 4 | 30 | 3 | 44.6288 | 0 | 17.5282 | 0 | 27.1006 | 0
2023 | 4 | 30 | 4 | 44.0877 | 0 | 17.3157 | 0 | 26.772 | 0
2023 | 4 | 30 | 5 | 44.0661 | 0 | 17.3072 | 0 | 26.7588 | 0
2023 | 4 | 30 | 6 | 45.6223 | 0 | 17.9184 | 0 | 27.7038 | 0
2023 | 4 | 30 | 7 | 43.442 | 0 | 17.0621 | 0 | 26.3799 | 0
2023 | 4 | 30 | 8 | 43.7419 | 0 | 17.1799 | 0 | 26.562 | 0
2023 | 4 | 30 | 9 | 39.3542 | 0 | 15.4566 | 0 | 23.8976 | 0
2023 | 4 | 30 | 10 | 29.9569 | 0 | 11.7658 | 0 | 18.1912 | 0
2023 | 4 | 30 | 11 | 20.6584 | 0 | 8.1137 | 0 | 12.5447 | 0
2023 | 4 | 30 | 12 | 14.8077 | 0 | 5.8158 | 0 | 8.9919 | 0
2023 | 4 | 30 | 13 | 26.6936 | 0 | 10.4841 | 0 | 16.2096 | 0
2023 | 4 | 30 | 14 | 24.651 | 0 | 9.6818 | 0 | 14.9692 | 0
2023 | 4 | 30 | 15 | 24.376 | 0 | 9.5738 | 0 | 14.8022 | 0
2023 | 4 | 30 | 16 | 26.8785 | 0 | 10.5567 | 0 | 16.3218 | 0
2023 | 4 | 30 | 17 | 33.8639 | 0 | 13.3003 | 0 | 20.5637 | 0
2023 | 4 | 30 | 18 | 41.9854 | 0 | 16.49 | 0 | 25.4954 | 0
2023 | 4 | 30 | 19 | 50.1204 | 0 | 19.6851 | 0 | 30.4353 | 0
2023 | 4 | 30 | 20 | 50.9806 | 0 | 20.0229 | 0 | 30.9577 | 0
2023 | 4 | 30 | 21 | 51.6771 | 0 | 20.2965 | 0 | 31.3806 | 0
2023 | 4 | 30 | 22 | 49.6697 | 0 | 19.5081 | 0 | 30.1616 | 0
2023 | 4 | 30 | 23 | 45.1228 | 0 | 17.7222 | 0 | 27.4005 | 0
2023 | 4 | 30 | 24 | 41.6818 | 0 | 16.3708 | 0 | 25.311 | 0
2023 | 5 | 1 | 1 | 42.2787 | 0 | 16.6052 | 0 | 25.6735 | 0
2023 | 5 | 1 | 2 | 43.3498 | 0 | 17.0259 | 0 | 26.3239 | 0
2023 | 5 | 1 | 3 | 42.7462 | 0 | 16.7888 | 0 | 25.9574 | 0
2023 | 5 | 1 | 4 | 42.5357 | 0 | 16.7061 | 0 | 25.8295 | 0
2023 | 5 | 1 | 5 | 43.1956 | 0 | 16.9654 | 0 | 26.2303 | 0
2023 | 5 | 1 | 6 | 45.1821 | 0 | 17.7456 | 0 | 27.4366 | 0
2023 | 5 | 1 | 7 | 46.8493 | 0 | 18.4003 | 0 | 28.4489 | 0
2023 | 5 | 1 | 8 | 51.5279 | 0 | 20.2379 | 0 | 31.29 | 0
2023 | 5 | 1 | 9 | 53.1929 | 0 | 20.8918 | 0 | 32.301 | 0
2023 | 5 | 1 | 10 | 54.5877 | 0 | 21.4397 | 0 | 33.1481 | 0
2023 | 5 | 1 | 11 | 55.1437 | 0 | 21.658 | 0 | 33.4857 | 0
2023 | 5 | 1 | 12 | 53.5438 | 0 | 21.0297 | 0 | 32.5142 | 0
2023 | 5 | 1 | 13 | 50.4183 | 0 | 19.8021 | 0 | 30.6162 | 0
2023 | 5 | 1 | 14 | 51.7482 | 0 | 20.3244 | 0 | 31.4238 | 0
2023 | 5 | 1 | 15 | 52.2554 | 0 | 20.5236 | 0 | 31.7318 | 0
2023 | 5 | 1 | 16 | 52.6213 | 0 | 20.6674 | 0 | 31.954 | 0
2023 | 5 | 1 | 17 | 54.802 | 0 | 21.5238 | 0 | 33.2782 | 0
2023 | 5 | 1 | 18 | 57.1494 | 0 | 22.4458 | 0 | 34.7036 | 0
2023 | 5 | 1 | 19 | 57.9054 | 0 | 22.7427 | 0 | 35.1627 | 0
2023 | 5 | 1 | 20 | 59.5779 | 0 | 23.3996 | 0 | 36.1783 | 0
2023 | 5 | 1 | 21 | 60.9487 | 0 | 23.938 | 0 | 37.0107 | 0
2023 | 5 | 1 | 22 | 58.835 | 0 | 23.1078 | 0 | 35.7272 | 0
2023 | 5 | 1 | 23 | 53.2281 | 0 | 20.9056 | 0 | 32.3224 | 0
2023 | 5 | 1 | 24 | 48.2924 | 0 | 18.9671 | 0 | 29.3253 | 0
2023 | 5 | 2 | 1 | 46.4891 | 0 | 18.2589 | 0 | 28.2302 | 0
2023 | 5 | 2 | 2 | 42.3664 | 0 | 16.6397 | 0 | 25.7268 | 0
2023 | 5 | 2 | 3 | 41.689 | 0 | 16.3736 | 0 | 25.3154 | 0
2023 | 5 | 2 | 4 | 41.4665 | 0 | 16.2862 | 0 | 25.1803 | 0
2023 | 5 | 2 | 5 | 42.293 | 0 | 16.6108 | 0 | 25.6822 | 0
2023 | 5 | 2 | 6 | 44.4109 | 0 | 17.4427 | 0 | 26.9683 | 0
2023 | 5 | 2 | 7 | 47.8881 | 0 | 18.8083 | 0 | 29.0797 | 0
2023 | 5 | 2 | 8 | 52.3322 | 0 | 20.5538 | 0 | 31.7784 | 0
2023 | 5 | 2 | 9 | 54.0256 | 0 | 21.2189 | 0 | 32.8067 | 0
2023 | 5 | 2 | 10 | 54.8859 | 0 | 21.5568 | 0 | 33.3291 | 0
2023 | 5 | 2 | 11 | 54.7136 | 0 | 21.4891 | 0 | 33.2245 | 0
2023 | 5 | 2 | 12 | 52.2871 | 0 | 20.5361 | 0 | 31.751 | 0
2023 | 5 | 2 | 13 | 42.8651 | 0 | 16.8355 | 0 | 26.0296 | 0
2023 | 5 | 2 | 14 | 42.9251 | 0 | 16.8591 | 0 | 26.066 | 0
2023 | 5 | 2 | 15 | 44.028 | 0 | 17.2923 | 0 | 26.7357 | 0
2023 | 5 | 2 | 16 | 45.4974 | 0 | 17.8694 | 0 | 27.628 | 0
2023 | 5 | 2 | 17 | 49.4223 | 0 | 19.4109 | 0 | 30.0114 | 0
2023 | 5 | 2 | 18 | 54.1591 | 0 | 21.2713 | 0 | 32.8878 | 0
2023 | 5 | 2 | 19 | 59.3777 | 0 | 23.3209 | 0 | 36.0567 | 0
2023 | 5 | 2 | 20 | 62.8088 | 0 | 24.6685 | 0 | 38.1402 | 0
2023 | 5 | 2 | 21 | 65.1571 | 0 | 25.5908 | 0 | 39.5663 | 0
2023 | 5 | 2 | 22 | 63.3258 | 0 | 24.8716 | 0 | 38.4542 | 0
2023 | 5 | 2 | 23 | 57.5362 | 0 | 22.5977 | 0 | 34.9385 | 0
2023 | 5 | 2 | 24 | 52.2228 | 0 | 20.5108 | 0 | 31.712 | 0
2023 | 5 | 3 | 1 | 45.5767 | 0 | 17.9005 | 0 | 27.6762 | 0
2023 | 5 | 3 | 2 | 47.0108 | 0 | 18.4638 | 0 | 28.5471 | 0
2023 | 5 | 3 | 3 | 46.3251 | 0 | 18.1944 | 0 | 28.1306 | 0
2023 | 5 | 3 | 4 | 45.9831 | 0 | 18.0601 | 0 | 27.923 | 0
2023 | 5 | 3 | 5 | 46.9252 | 0 | 18.4301 | 0 | 28.495 | 0
2023 | 5 | 3 | 6 | 48.8112 | 0 | 19.1709 | 0 | 29.6403 | 0
2023 | 5 | 3 | 7 | 52.7173 | 0 | 20.7051 | 0 | 32.0123 | 0
2023 | 5 | 3 | 8 | 55.9838 | 0 | 21.988 | 0 | 33.9958 | 0
2023 | 5 | 3 | 9 | 50.2281 | 0 | 19.7274 | 0 | 30.5007 | 0
2023 | 5 | 3 | 10 | 38.0466 | 0 | 14.943 | 0 | 23.1036 | 0
2023 | 5 | 3 | 11 | 27.0675 | 0 | 10.6309 | 0 | 16.4366 | 0
2023 | 5 | 3 | 12 | 21.3872 | 0 | 8.4 | 0 | 12.9873 | 0
2023 | 5 | 3 | 13 | 38.404 | 0 | 15.0834 | 0 | 23.3206 | 0
2023 | 5 | 3 | 14 | 38.2583 | 0 | 15.0262 | 0 | 23.2321 | 0
2023 | 5 | 3 | 15 | 38.686 | 0 | 15.1942 | 0 | 23.4918 | 0
2023 | 5 | 3 | 16 | 40.2045 | 0 | 15.7906 | 0 | 24.414 | 0
2023 | 5 | 3 | 17 | 44.8136 | 0 | 17.6008 | 0 | 27.2128 | 0
2023 | 5 | 3 | 18 | 51.3709 | 0 | 20.1762 | 0 | 31.1947 | 0
2023 | 5 | 3 | 19 | 53.8843 | 0 | 21.1634 | 0 | 32.7209 | 0
2023 | 5 | 3 | 20 | 59.1023 | 0 | 23.2128 | 0 | 35.8895 | 0
2023 | 5 | 3 | 21 | 62.2694 | 0 | 24.4567 | 0 | 37.8127 | 0
2023 | 5 | 3 | 22 | 60.7984 | 0 | 23.8789 | 0 | 36.9195 | 0
2023 | 5 | 3 | 23 | 55.203 | 0 | 21.6813 | 0 | 33.5217 | 0
2023 | 5 | 3 | 24 | 49.9302 | 0 | 19.6104 | 0 | 30.3198 | 0
2023 | 5 | 4 | 1 | 45.1137 | 0 | 17.7187 | 0 | 27.395 | 0
2023 | 5 | 4 | 2 | 45.2553 | 0 | 17.7743 | 0 | 27.481 | 0
2023 | 5 | 4 | 3 | 44.741 | 0 | 17.5723 | 0 | 27.1687 | 0
2023 | 5 | 4 | 4 | 44.6195 | 0 | 17.5246 | 0 | 27.0949 | 0
2023 | 5 | 4 | 5 | 45.5337 | 0 | 17.8836 | 0 | 27.65 | 0
2023 | 5 | 4 | 6 | 47.4948 | 0 | 18.6539 | 0 | 28.8409 | 0
2023 | 5 | 4 | 7 | 53.0937 | 0 | 20.8529 | 0 | 32.2408 | 0
2023 | 5 | 4 | 8 | 56.6728 | 0 | 22.2586 | 0 | 34.4142 | 0
2023 | 5 | 4 | 9 | 52.7848 | 0 | 20.7315 | 0 | 32.0532 | 0
2023 | 5 | 4 | 10 | 45.1078 | 0 | 17.7164 | 0 | 27.3914 | 0
2023 | 5 | 4 | 11 | 38.8237 | 0 | 15.2482 | 0 | 23.5755 | 0
2023 | 5 | 4 | 12 | 35.6223 | 0 | 13.9909 | 0 | 21.6314 | 0
2023 | 5 | 4 | 13 | 44.5768 | 0 | 17.5078 | 0 | 27.069 | 0
2023 | 5 | 4 | 14 | 44.4626 | 0 | 17.4629 | 0 | 26.9996 | 0
2023 | 5 | 4 | 15 | 43.9246 | 0 | 17.2516 | 0 | 26.6729 | 0
2023 | 5 | 4 | 16 | 44.7541 | 0 | 17.5775 | 0 | 27.1767 | 0
2023 | 5 | 4 | 17 | 47.964 | 0 | 18.8382 | 0 | 29.1259 | 0
2023 | 5 | 4 | 18 | 52.3083 | 0 | 20.5444 | 0 | 31.7639 | 0
2023 | 5 | 4 | 19 | 51.0137 | 0 | 20.0359 | 0 | 30.9778 | 0
2023 | 5 | 4 | 20 | 55.9803 | 0 | 21.9866 | 0 | 33.9937 | 0
2023 | 5 | 4 | 21 | 58.3802 | 0 | 22.9292 | 0 | 35.4511 | 0
2023 | 5 | 4 | 22 | 57.1751 | 0 | 22.4559 | 0 | 34.7192 | 0
2023 | 5 | 4 | 23 | 51.8522 | 0 | 20.3653 | 0 | 31.4869 | 0
2023 | 5 | 4 | 24 | 46.9358 | 0 | 18.4343 | 0 | 28.5015 | 0
2023 | 5 | 5 | 1 | 42.2101 | 0 | 16.5783 | 0 | 25.6318 | 0
2023 | 5 | 5 | 2 | 40.1932 | 0 | 15.7861 | 0 | 24.4071 | 0
2023 | 5 | 5 | 3 | 39.5846 | 0 | 15.5471 | 0 | 24.0375 | 0
2023 | 5 | 5 | 4 | 39.4806 | 0 | 15.5063 | 0 | 23.9744 | 0
2023 | 5 | 5 | 5 | 40.5955 | 0 | 15.9441 | 0 | 24.6514 | 0
2023 | 5 | 5 | 6 | 42.8404 | 0 | 16.8258 | 0 | 26.0146 | 0
2023 | 5 | 5 | 7 | 44.4532 | 0 | 17.4593 | 0 | 26.9939 | 0
2023 | 5 | 5 | 8 | 48.1185 | 0 | 18.8988 | 0 | 29.2197 | 0
2023 | 5 | 5 | 9 | 47.4082 | 0 | 18.6199 | 0 | 28.7884 | 0
2023 | 5 | 5 | 10 | 44.5286 | 0 | 17.4889 | 0 | 27.0397 | 0
2023 | 5 | 5 | 11 | 41.6083 | 0 | 16.3419 | 0 | 25.2664 | 0
2023 | 5 | 5 | 12 | 38.0828 | 0 | 14.9573 | 0 | 23.1256 | 0
2023 | 5 | 5 | 13 | 36.1969 | 0 | 14.2165 | 0 | 21.9803 | 0
2023 | 5 | 5 | 14 | 35.717 | 0 | 14.0281 | 0 | 21.689 | 0
2023 | 5 | 5 | 15 | 36.0797 | 0 | 14.1705 | 0 | 21.9092 | 0
2023 | 5 | 5 | 16 | 36.9945 | 0 | 14.5298 | 0 | 22.4647 | 0
2023 | 5 | 5 | 17 | 40.5561 | 0 | 15.9287 | 0 | 24.6275 | 0
2023 | 5 | 5 | 18 | 45.1368 | 0 | 17.7277 | 0 | 27.409 | 0
2023 | 5 | 5 | 19 | 51.9615 | 0 | 20.4082 | 0 | 31.5533 | 0
2023 | 5 | 5 | 20 | 56.5444 | 0 | 22.2082 | 0 | 34.3363 | 0
2023 | 5 | 5 | 21 | 58.4863 | 0 | 22.9709 | 0 | 35.5155 | 0
2023 | 5 | 5 | 22 | 57.6803 | 0 | 22.6543 | 0 | 35.026 | 0
2023 | 5 | 5 | 23 | 52.8416 | 0 | 20.7538 | 0 | 32.0877 | 0
2023 | 5 | 5 | 24 | 48.18 | 0 | 18.923 | 0 | 29.257 | 0
2023 | 5 | 6 | 1 | 40.5427 | 0 | 15.9234 | 0 | 24.6193 | 0
2023 | 5 | 6 | 2 | 40.5878 | 0 | 15.9411 | 0 | 24.6467 | 0
2023 | 5 | 6 | 3 | 39.2695 | 0 | 15.4233 | 0 | 23.8462 | 0
2023 | 5 | 6 | 4 | 38.4919 | 0 | 15.1179 | 0 | 23.374 | 0
2023 | 5 | 6 | 5 | 38.837 | 0 | 15.2535 | 0 | 23.5835 | 0
2023 | 5 | 6 | 6 | 40.3042 | 0 | 15.8297 | 0 | 24.4745 | 0
2023 | 5 | 6 | 7 | 40.7842 | 0 | 16.0182 | 0 | 24.7659 | 0
2023 | 5 | 6 | 8 | 40.7623 | 0 | 16.0097 | 0 | 24.7527 | 0
2023 | 5 | 6 | 9 | 37.0048 | 0 | 14.5339 | 0 | 22.471 | 0
2023 | 5 | 6 | 10 | 30.7256 | 0 | 12.0676 | 0 | 18.6579 | 0
2023 | 5 | 6 | 11 | 24.1428 | 0 | 9.4822 | 0 | 14.6606 | 0
2023 | 5 | 6 | 12 | 19.9187 | 0 | 7.8232 | 0 | 12.0955 | 0
2023 | 5 | 6 | 13 | 26.5343 | 0 | 10.4215 | 0 | 16.1128 | 0
2023 | 5 | 6 | 14 | 25.2414 | 0 | 9.9137 | 0 | 15.3277 | 0
2023 | 5 | 6 | 15 | 26.0099 | 0 | 10.2156 | 0 | 15.7944 | 0
2023 | 5 | 6 | 16 | 27.9207 | 0 | 10.966 | 0 | 16.9547 | 0
2023 | 5 | 6 | 17 | 33.3048 | 0 | 13.0806 | 0 | 20.2241 | 0
2023 | 5 | 6 | 18 | 41.9661 | 0 | 16.4825 | 0 | 25.4837 | 0
2023 | 5 | 6 | 19 | 50.8579 | 0 | 19.9747 | 0 | 30.8831 | 0
2023 | 5 | 6 | 20 | 56.1491 | 0 | 22.0529 | 0 | 34.0962 | 0
2023 | 5 | 6 | 21 | 57.7384 | 0 | 22.6771 | 0 | 35.0613 | 0
2023 | 5 | 6 | 22 | 56.2437 | 0 | 22.0901 | 0 | 34.1537 | 0
2023 | 5 | 6 | 23 | 51.8523 | 0 | 20.3653 | 0 | 31.487 | 0
2023 | 5 | 6 | 24 | 47.8598 | 0 | 18.7972 | 0 | 29.0626 | 0
2023 | 5 | 7 | 1 | 39.6286 | 0 | 15.5644 | 0 | 24.0642 | 0
2023 | 5 | 7 | 2 | 42.1567 | 0 | 16.5573 | 0 | 25.5994 | 0
2023 | 5 | 7 | 3 | 41.4953 | 0 | 16.2975 | 0 | 25.1978 | 0
2023 | 5 | 7 | 4 | 40.9909 | 0 | 16.0994 | 0 | 24.8915 | 0
2023 | 5 | 7 | 5 | 41.0449 | 0 | 16.1206 | 0 | 24.9243 | 0
2023 | 5 | 7 | 6 | 42.5798 | 0 | 16.7235 | 0 | 25.8563 | 0
2023 | 5 | 7 | 7 | 43.0144 | 0 | 16.8942 | 0 | 26.1202 | 0
2023 | 5 | 7 | 8 | 43.2845 | 0 | 17.0003 | 0 | 26.2843 | 0
2023 | 5 | 7 | 9 | 40.1205 | 0 | 15.7576 | 0 | 24.3629 | 0
2023 | 5 | 7 | 10 | 34.7841 | 0 | 13.6617 | 0 | 21.1225 | 0
2023 | 5 | 7 | 11 | 28.1565 | 0 | 11.0586 | 0 | 17.0979 | 0
2023 | 5 | 7 | 12 | 23.9241 | 0 | 9.3963 | 0 | 14.5278 | 0
2023 | 5 | 7 | 13 | 38.6177 | 0 | 15.1673 | 0 | 23.4503 | 0
2023 | 5 | 7 | 14 | 38.4006 | 0 | 15.0821 | 0 | 23.3185 | 0
2023 | 5 | 7 | 15 | 38.6726 | 0 | 15.1889 | 0 | 23.4837 | 0
2023 | 5 | 7 | 16 | 40.3042 | 0 | 15.8297 | 0 | 24.4745 | 0
2023 | 5 | 7 | 17 | 44.6719 | 0 | 17.5451 | 0 | 27.1267 | 0
2023 | 5 | 7 | 18 | 50.4619 | 0 | 19.8192 | 0 | 30.6427 | 0
2023 | 5 | 7 | 19 | 53.0044 | 0 | 20.8178 | 0 | 32.1866 | 0
2023 | 5 | 7 | 20 | 53.7663 | 0 | 21.117 | 0 | 32.6493 | 0
2023 | 5 | 7 | 21 | 55.0254 | 0 | 21.6116 | 0 | 33.4139 | 0
2023 | 5 | 7 | 22 | 53.8942 | 0 | 21.1673 | 0 | 32.7269 | 0
2023 | 5 | 7 | 23 | 49.0579 | 0 | 19.2678 | 0 | 29.7901 | 0
2023 | 5 | 7 | 24 | 44.9655 | 0 | 17.6605 | 0 | 27.305 | 0
2023 | 5 | 8 | 1 | 42.7882 | 0 | 16.8053 | 0 | 25.9828 | 0
2023 | 5 | 8 | 2 | 36.1285 | 0 | 14.1897 | 0 | 21.9388 | 0
2023 | 5 | 8 | 3 | 36.0568 | 0 | 14.1615 | 0 | 21.8953 | 0
2023 | 5 | 8 | 4 | 36.3126 | 0 | 14.262 | 0 | 22.0506 | 0
2023 | 5 | 8 | 5 | 37.6337 | 0 | 14.7809 | 0 | 22.8528 | 0
2023 | 5 | 8 | 6 | 40.0885 | 0 | 15.745 | 0 | 24.3435 | 0
2023 | 5 | 8 | 7 | 45.4892 | 0 | 17.8662 | 0 | 27.623 | 0
2023 | 5 | 8 | 8 | 48.9074 | 0 | 19.2087 | 0 | 29.6988 | 0
2023 | 5 | 8 | 9 | 43.8068 | 0 | 17.2054 | 0 | 26.6014 | 0
2023 | 5 | 8 | 10 | 32.838 | 0 | 12.8973 | 0 | 19.9407 | 0
2023 | 5 | 8 | 11 | 23.4761 | 0 | 9.2204 | 0 | 14.2557 | 0
2023 | 5 | 8 | 12 | 18.4488 | 0 | 7.2459 | 0 | 11.2029 | 0
2023 | 5 | 8 | 13 | 30.0594 | 0 | 11.806 | 0 | 18.2534 | 0
2023 | 5 | 8 | 14 | 30.3293 | 0 | 11.912 | 0 | 18.4173 | 0
2023 | 5 | 8 | 15 | 31.0329 | 0 | 12.1884 | 0 | 18.8445 | 0
2023 | 5 | 8 | 16 | 32.7125 | 0 | 12.848 | 0 | 19.8645 | 0
2023 | 5 | 8 | 17 | 37.9158 | 0 | 14.8917 | 0 | 23.0241 | 0
2023 | 5 | 8 | 18 | 44.8215 | 0 | 17.6039 | 0 | 27.2176 | 0
2023 | 5 | 8 | 19 | 50.0299 | 0 | 19.6495 | 0 | 30.3804 | 0
2023 | 5 | 8 | 20 | 54.6722 | 0 | 21.4728 | 0 | 33.1993 | 0
2023 | 5 | 8 | 21 | 57.0774 | 0 | 22.4175 | 0 | 34.6599 | 0
2023 | 5 | 8 | 22 | 55.8941 | 0 | 21.9527 | 0 | 33.9413 | 0
2023 | 5 | 8 | 23 | 50.5355 | 0 | 19.8481 | 0 | 30.6874 | 0
2023 | 5 | 8 | 24 | 45.7188 | 0 | 17.9563 | 0 | 27.7625 | 0
2023 | 5 | 9 | 1 | 43.0141 | 0 | 16.894 | 0 | 26.12 | 0
2023 | 5 | 9 | 2 | 43.353 | 0 | 17.0272 | 0 | 26.3259 | 0
2023 | 5 | 9 | 3 | 43.1892 | 0 | 16.9628 | 0 | 26.2264 | 0
2023 | 5 | 9 | 4 | 43.1286 | 0 | 16.939 | 0 | 26.1896 | 0
2023 | 5 | 9 | 5 | 44.1285 | 0 | 17.3317 | 0 | 26.7968 | 0
2023 | 5 | 9 | 6 | 46.4147 | 0 | 18.2297 | 0 | 28.1851 | 0
2023 | 5 | 9 | 7 | 53.8604 | 0 | 21.154 | 0 | 32.7064 | 0
2023 | 5 | 9 | 8 | 56.5206 | 0 | 22.1988 | 0 | 34.3218 | 0
2023 | 5 | 9 | 9 | 50.6261 | 0 | 19.8837 | 0 | 30.7424 | 0
2023 | 5 | 9 | 10 | 38.7246 | 0 | 15.2093 | 0 | 23.5153 | 0
2023 | 5 | 9 | 11 | 28.3983 | 0 | 11.1536 | 0 | 17.2447 | 0
2023 | 5 | 9 | 12 | 23.7335 | 0 | 9.3215 | 0 | 14.4121 | 0
2023 | 5 | 9 | 13 | 19.6912 | 0 | 7.7339 | 0 | 11.9574 | 0
2023 | 5 | 9 | 14 | 17.897 | 0 | 7.0291 | 0 | 10.8678 | 0
2023 | 5 | 9 | 15 | 19.1751 | 0 | 7.5311 | 0 | 11.644 | 0
2023 | 5 | 9 | 16 | 23.3745 | 0 | 9.1805 | 0 | 14.194 | 0
2023 | 5 | 9 | 17 | 31.7643 | 0 | 12.4756 | 0 | 19.2887 | 0
2023 | 5 | 9 | 18 | 43.0845 | 0 | 16.9217 | 0 | 26.1628 | 0
2023 | 5 | 9 | 19 | 53.0054 | 0 | 20.8182 | 0 | 32.1872 | 0
2023 | 5 | 9 | 20 | 60.3596 | 0 | 23.7066 | 0 | 36.653 | 0
2023 | 5 | 9 | 21 | 64.2087 | 0 | 25.2184 | 0 | 38.9904 | 0
2023 | 5 | 9 | 22 | 63.0968 | 0 | 24.7816 | 0 | 38.3151 | 0
2023 | 5 | 9 | 23 | 57.5472 | 0 | 22.602 | 0 | 34.9452 | 0
2023 | 5 | 9 | 24 | 52.1597 | 0 | 20.486 | 0 | 31.6737 | 0
2023 | 5 | 10 | 1 | 44.6436 | 0 | 17.534 | 0 | 27.1095 | 0
2023 | 5 | 10 | 2 | 42.1423 | 0 | 16.5516 | 0 | 25.5906 | 0
2023 | 5 | 10 | 3 | 41.5632 | 0 | 16.3242 | 0 | 25.239 | 0
2023 | 5 | 10 | 4 | 41.2964 | 0 | 16.2194 | 0 | 25.077 | 0
2023 | 5 | 10 | 5 | 42.3883 | 0 | 16.6483 | 0 | 25.7401 | 0
2023 | 5 | 10 | 6 | 44.3874 | 0 | 17.4334 | 0 | 26.954 | 0
2023 | 5 | 10 | 7 | 47.7205 | 0 | 18.7425 | 0 | 28.978 | 0
2023 | 5 | 10 | 8 | 51.4219 | 0 | 20.1963 | 0 | 31.2256 | 0
2023 | 5 | 10 | 9 | 50.194 | 0 | 19.714 | 0 | 30.48 | 0
2023 | 5 | 10 | 10 | 46.2811 | 0 | 18.1772 | 0 | 28.1039 | 0
2023 | 5 | 10 | 11 | 42.4169 | 0 | 16.6595 | 0 | 25.7574 | 0
2023 | 5 | 10 | 12 | 39.4337 | 0 | 15.4878 | 0 | 23.9459 | 0
2023 | 5 | 10 | 13 | 37.6916 | 0 | 14.8036 | 0 | 22.888 | 0
2023 | 5 | 10 | 14 | 37.5054 | 0 | 14.7305 | 0 | 22.775 | 0
2023 | 5 | 10 | 15 | 37.9477 | 0 | 14.9042 | 0 | 23.0435 | 0
2023 | 5 | 10 | 16 | 38.8107 | 0 | 15.2431 | 0 | 23.5676 | 0
2023 | 5 | 10 | 17 | 43.0954 | 0 | 16.926 | 0 | 26.1694 | 0
2023 | 5 | 10 | 18 | 49.1652 | 0 | 19.3099 | 0 | 29.8552 | 0
2023 | 5 | 10 | 19 | 48.5006 | 0 | 19.0489 | 0 | 29.4517 | 0
2023 | 5 | 10 | 20 | 53.9569 | 0 | 21.1919 | 0 | 32.765 | 0
2023 | 5 | 10 | 21 | 57.2254 | 0 | 22.4756 | 0 | 34.7498 | 0
2023 | 5 | 10 | 22 | 56.2173 | 0 | 22.0797 | 0 | 34.1376 | 0
2023 | 5 | 10 | 23 | 50.7265 | 0 | 19.9231 | 0 | 30.8034 | 0
2023 | 5 | 10 | 24 | 45.701 | 0 | 17.9494 | 0 | 27.7517 | 0
2023 | 5 | 11 | 1 | 43.6851 | 0 | 17.1576 | 0 | 26.5275 | 0
2023 | 5 | 11 | 2 | 39.7035 | 0 | 15.5938 | 0 | 24.1097 | 0
2023 | 5 | 11 | 3 | 38.935 | 0 | 15.2919 | 0 | 23.643 | 0
2023 | 5 | 11 | 4 | 38.6951 | 0 | 15.1977 | 0 | 23.4973 | 0
2023 | 5 | 11 | 5 | 39.7175 | 0 | 15.5993 | 0 | 24.1182 | 0
2023 | 5 | 11 | 6 | 41.6835 | 0 | 16.3715 | 0 | 25.3121 | 0
2023 | 5 | 11 | 7 | 42.6383 | 0 | 16.7465 | 0 | 25.8919 | 0
2023 | 5 | 11 | 8 | 46.3617 | 0 | 18.2088 | 0 | 28.1529 | 0
2023 | 5 | 11 | 9 | 44.1812 | 0 | 17.3524 | 0 | 26.8288 | 0
2023 | 5 | 11 | 10 | 38.4054 | 0 | 15.0839 | 0 | 23.3214 | 0
2023 | 5 | 11 | 11 | 33.3392 | 0 | 13.0942 | 0 | 20.245 | 0
2023 | 5 | 11 | 12 | 29.8088 | 0 | 11.7076 | 0 | 18.1012 | 0
2023 | 5 | 11 | 13 | 41.4888 | 0 | 16.295 | 0 | 25.1939 | 0
2023 | 5 | 11 | 14 | 41.1299 | 0 | 16.154 | 0 | 24.9759 | 0
2023 | 5 | 11 | 15 | 40.5391 | 0 | 15.922 | 0 | 24.6171 | 0
2023 | 5 | 11 | 16 | 41.139 | 0 | 16.1576 | 0 | 24.9814 | 0
2023 | 5 | 11 | 17 | 44.5297 | 0 | 17.4893 | 0 | 27.0404 | 0
2023 | 5 | 11 | 18 | 49.3222 | 0 | 19.3716 | 0 | 29.9506 | 0
2023 | 5 | 11 | 19 | 46.5696 | 0 | 18.2905 | 0 | 28.2791 | 0
2023 | 5 | 11 | 20 | 52.307 | 0 | 20.5439 | 0 | 31.7631 | 0
2023 | 5 | 11 | 21 | 54.8005 | 0 | 21.5232 | 0 | 33.2773 | 0
2023 | 5 | 11 | 22 | 54.2051 | 0 | 21.2894 | 0 | 32.9158 | 0
2023 | 5 | 11 | 23 | 48.9262 | 0 | 19.2161 | 0 | 29.7102 | 0
2023 | 5 | 11 | 24 | 43.9247 | 0 | 17.2517 | 0 | 26.673 | 0
2023 | 5 | 12 | 1 | 39.5171 | 0 | 15.5206 | 0 | 23.9965 | 0
2023 | 5 | 12 | 2 | 40.6628 | 0 | 15.9706 | 0 | 24.6923 | 0
2023 | 5 | 12 | 3 | 39.9187 | 0 | 15.6783 | 0 | 24.2404 | 0
2023 | 5 | 12 | 4 | 39.6871 | 0 | 15.5873 | 0 | 24.0997 | 0
2023 | 5 | 12 | 5 | 40.497 | 0 | 15.9054 | 0 | 24.5916 | 0
2023 | 5 | 12 | 6 | 42.5323 | 0 | 16.7048 | 0 | 25.8275 | 0
2023 | 5 | 12 | 7 | 48.6534 | 0 | 19.1089 | 0 | 29.5445 | 0
2023 | 5 | 12 | 8 | 51.1371 | 0 | 20.0844 | 0 | 31.0527 | 0
2023 | 5 | 12 | 9 | 47.9358 | 0 | 18.8271 | 0 | 29.1088 | 0
2023 | 5 | 12 | 10 | 41.6183 | 0 | 16.3459 | 0 | 25.2725 | 0
2023 | 5 | 12 | 11 | 35.7562 | 0 | 14.0435 | 0 | 21.7128 | 0
2023 | 5 | 12 | 12 | 31.9039 | 0 | 12.5304 | 0 | 19.3734 | 0
2023 | 5 | 12 | 13 | 43.1614 | 0 | 16.9519 | 0 | 26.2095 | 0
2023 | 5 | 12 | 14 | 43.24 | 0 | 16.9828 | 0 | 26.2572 | 0
2023 | 5 | 12 | 15 | 43.9858 | 0 | 17.2757 | 0 | 26.7101 | 0
2023 | 5 | 12 | 16 | 45.5139 | 0 | 17.8759 | 0 | 27.6381 | 0
2023 | 5 | 12 | 17 | 49.0205 | 0 | 19.2531 | 0 | 29.7674 | 0
2023 | 5 | 12 | 18 | 53.1292 | 0 | 20.8668 | 0 | 32.2624 | 0
2023 | 5 | 12 | 19 | 56.9568 | 0 | 22.3701 | 0 | 34.5867 | 0
2023 | 5 | 12 | 20 | 59.8483 | 0 | 23.5058 | 0 | 36.3425 | 0
2023 | 5 | 12 | 21 | 61.1999 | 0 | 24.0366 | 0 | 37.1633 | 0
2023 | 5 | 12 | 22 | 60.0195 | 0 | 23.573 | 0 | 36.4465 | 0
2023 | 5 | 12 | 23 | 54.7315 | 0 | 21.4961 | 0 | 33.2354 | 0
2023 | 5 | 12 | 24 | 49.8457 | 0 | 19.5772 | 0 | 30.2685 | 0
2023 | 5 | 13 | 1 | 41.4094 | 0 | 16.2638 | 0 | 25.1456 | 0
2023 | 5 | 13 | 2 | 44.3192 | 0 | 17.4066 | 0 | 26.9125 | 0
2023 | 5 | 13 | 3 | 42.8077 | 0 | 16.813 | 0 | 25.9947 | 0
2023 | 5 | 13 | 4 | 41.6136 | 0 | 16.344 | 0 | 25.2696 | 0
2023 | 5 | 13 | 5 | 41.5655 | 0 | 16.3251 | 0 | 25.2404 | 0
2023 | 5 | 13 | 6 | 42.4998 | 0 | 16.6921 | 0 | 25.8078 | 0
2023 | 5 | 13 | 7 | 40.0506 | 0 | 15.7301 | 0 | 24.3205 | 0
2023 | 5 | 13 | 8 | 40.2667 | 0 | 15.815 | 0 | 24.4517 | 0
2023 | 5 | 13 | 9 | 39.8411 | 0 | 15.6478 | 0 | 24.1932 | 0
2023 | 5 | 13 | 10 | 38.9238 | 0 | 15.2876 | 0 | 23.6363 | 0
2023 | 5 | 13 | 11 | 36.9745 | 0 | 14.522 | 0 | 22.4525 | 0
2023 | 5 | 13 | 12 | 33.8378 | 0 | 13.29 | 0 | 20.5478 | 0
2023 | 5 | 13 | 13 | 28.3019 | 0 | 11.1158 | 0 | 17.1862 | 0
2023 | 5 | 13 | 14 | 28.3862 | 0 | 11.1488 | 0 | 17.2373 | 0
2023 | 5 | 13 | 15 | 29.7983 | 0 | 11.7035 | 0 | 18.0949 | 0
2023 | 5 | 13 | 16 | 33.0933 | 0 | 12.9976 | 0 | 20.0957 | 0
2023 | 5 | 13 | 17 | 37.2974 | 0 | 14.6488 | 0 | 22.6486 | 0
2023 | 5 | 13 | 18 | 44.1316 | 0 | 17.3329 | 0 | 26.7986 | 0
2023 | 5 | 13 | 19 | 48.194 | 0 | 18.9285 | 0 | 29.2655 | 0
2023 | 5 | 13 | 20 | 51.1151 | 0 | 20.0758 | 0 | 31.0393 | 0
2023 | 5 | 13 | 21 | 52.3654 | 0 | 20.5668 | 0 | 31.7986 | 0
2023 | 5 | 13 | 22 | 51.118 | 0 | 20.0769 | 0 | 31.0411 | 0
2023 | 5 | 13 | 23 | 46.6646 | 0 | 18.3278 | 0 | 28.3368 | 0
2023 | 5 | 13 | 24 | 42.6158 | 0 | 16.7376 | 0 | 25.8782 | 0
2023 | 5 | 14 | 1 | 43.2689 | 0 | 16.9941 | 0 | 26.2748 | 0
2023 | 5 | 14 | 2 | 37.247 | 0 | 14.629 | 0 | 22.618 | 0
2023 | 5 | 14 | 3 | 36.5046 | 0 | 14.3374 | 0 | 22.1672 | 0
2023 | 5 | 14 | 4 | 35.8996 | 0 | 14.0998 | 0 | 21.7998 | 0
2023 | 5 | 14 | 5 | 35.8625 | 0 | 14.0852 | 0 | 21.7773 | 0
2023 | 5 | 14 | 6 | 37.4363 | 0 | 14.7033 | 0 | 22.733 | 0
2023 | 5 | 14 | 7 | 39.8958 | 0 | 15.6693 | 0 | 24.2265 | 0
2023 | 5 | 14 | 8 | 42.1661 | 0 | 16.561 | 0 | 25.6051 | 0
2023 | 5 | 14 | 9 | 45.8009 | 0 | 17.9886 | 0 | 27.8123 | 0
2023 | 5 | 14 | 10 | 49.8611 | 0 | 19.5833 | 0 | 30.2779 | 0
2023 | 5 | 14 | 11 | 49.8355 | 0 | 19.5732 | 0 | 30.2623 | 0
2023 | 5 | 14 | 12 | 46.6226 | 0 | 18.3113 | 0 | 28.3113 | 0
2023 | 5 | 14 | 13 | 29.8627 | 0 | 11.7288 | 0 | 18.1339 | 0
2023 | 5 | 14 | 14 | 29.8009 | 0 | 11.7045 | 0 | 18.0964 | 0
2023 | 5 | 14 | 15 | 30.679 | 0 | 12.0493 | 0 | 18.6296 | 0
2023 | 5 | 14 | 16 | 30.8474 | 0 | 12.1155 | 0 | 18.7319 | 0
2023 | 5 | 14 | 17 | 34.6873 | 0 | 13.6236 | 0 | 21.0636 | 0
2023 | 5 | 14 | 18 | 40.916 | 0 | 16.07 | 0 | 24.846 | 0
2023 | 5 | 14 | 19 | 43.7686 | 0 | 17.1904 | 0 | 26.5782 | 0
2023 | 5 | 14 | 20 | 47.679 | 0 | 18.7262 | 0 | 28.9528 | 0
2023 | 5 | 14 | 21 | 49.7832 | 0 | 19.5527 | 0 | 30.2306 | 0
2023 | 5 | 14 | 22 | 49.6129 | 0 | 19.4857 | 0 | 30.1271 | 0
2023 | 5 | 14 | 23 | 44.7731 | 0 | 17.5849 | 0 | 27.1882 | 0
2023 | 5 | 14 | 24 | 39.8039 | 0 | 15.6332 | 0 | 24.1707 | 0
2023 | 5 | 15 | 1 | 43.9735 | 0 | 17.2709 | 0 | 26.7026 | 0
2023 | 5 | 15 | 2 | 38.463 | 0 | 15.1066 | 0 | 23.3564 | 0
2023 | 5 | 15 | 3 | 38.4105 | 0 | 15.086 | 0 | 23.3246 | 0
2023 | 5 | 15 | 4 | 38.4952 | 0 | 15.1192 | 0 | 23.376 | 0
2023 | 5 | 15 | 5 | 39.6039 | 0 | 15.5547 | 0 | 24.0493 | 0
2023 | 5 | 15 | 6 | 42.1691 | 0 | 16.5622 | 0 | 25.607 | 0
2023 | 5 | 15 | 7 | 45.4977 | 0 | 17.8695 | 0 | 27.6282 | 0
2023 | 5 | 15 | 8 | 49.7102 | 0 | 19.524 | 0 | 30.1862 | 0
2023 | 5 | 15 | 9 | 49.6911 | 0 | 19.5165 | 0 | 30.1747 | 0
2023 | 5 | 15 | 10 | 47.8377 | 0 | 18.7885 | 0 | 29.0491 | 0
2023 | 5 | 15 | 11 | 46.0426 | 0 | 18.0835 | 0 | 27.9591 | 0
2023 | 5 | 15 | 12 | 44.0188 | 0 | 17.2887 | 0 | 26.7302 | 0
2023 | 5 | 15 | 13 | 32.1238 | 0 | 12.6168 | 0 | 19.507 | 0
2023 | 5 | 15 | 14 | 32.3193 | 0 | 12.6936 | 0 | 19.6257 | 0
2023 | 5 | 15 | 15 | 32.1864 | 0 | 12.6414 | 0 | 19.545 | 0
2023 | 5 | 15 | 16 | 33.3153 | 0 | 13.0848 | 0 | 20.2305 | 0
2023 | 5 | 15 | 17 | 37.9106 | 0 | 14.8896 | 0 | 23.021 | 0
2023 | 5 | 15 | 18 | 44.2878 | 0 | 17.3943 | 0 | 26.8935 | 0
2023 | 5 | 15 | 19 | 47.8472 | 0 | 18.7923 | 0 | 29.0549 | 0
2023 | 5 | 15 | 20 | 54.2011 | 0 | 21.2878 | 0 | 32.9133 | 0
2023 | 5 | 15 | 21 | 57.1097 | 0 | 22.4302 | 0 | 34.6795 | 0
2023 | 5 | 15 | 22 | 56.2461 | 0 | 22.091 | 0 | 34.1551 | 0
2023 | 5 | 15 | 23 | 51.2057 | 0 | 20.1114 | 0 | 31.0944 | 0
2023 | 5 | 15 | 24 | 46.1278 | 0 | 18.117 | 0 | 28.0108 | 0
2023 | 5 | 16 | 1 | 46.8157 | 0 | 18.3871 | 0 | 28.4286 | 0
2023 | 5 | 16 | 2 | 42.0932 | 0 | 16.5324 | 0 | 25.5609 | 0
2023 | 5 | 16 | 3 | 41.4297 | 0 | 16.2718 | 0 | 25.1579 | 0
2023 | 5 | 16 | 4 | 40.9015 | 0 | 16.0643 | 0 | 24.8372 | 0
2023 | 5 | 16 | 5 | 41.8019 | 0 | 16.418 | 0 | 25.384 | 0
2023 | 5 | 16 | 6 | 43.7769 | 0 | 17.1937 | 0 | 26.5833 | 0
2023 | 5 | 16 | 7 | 45.3756 | 0 | 17.8216 | 0 | 27.5541 | 0
2023 | 5 | 16 | 8 | 47.635 | 0 | 18.7089 | 0 | 28.9261 | 0
2023 | 5 | 16 | 9 | 41.119 | 0 | 16.1498 | 0 | 24.9693 | 0
2023 | 5 | 16 | 10 | 28.0442 | 0 | 11.0145 | 0 | 17.0296 | 0
2023 | 5 | 16 | 11 | 16.8445 | 0 | 6.6158 | 0 | 10.2287 | 0
2023 | 5 | 16 | 12 | 13.163 | 0 | 5.1698 | 0 | 7.9931 | 0
2023 | 5 | 16 | 13 | 14.2861 | 0 | 5.611 | 0 | 8.6751 | 0
2023 | 5 | 16 | 14 | 12.0431 | 0 | 4.73 | 0 | 7.3131 | 0
2023 | 5 | 16 | 15 | 13.1098 | 0 | 5.149 | 0 | 7.9609 | 0
2023 | 5 | 16 | 16 | 17.2611 | 0 | 6.7794 | 0 | 10.4817 | 0
2023 | 5 | 16 | 17 | 24.8189 | 0 | 9.7478 | 0 | 15.0711 | 0
2023 | 5 | 16 | 18 | 34.6327 | 0 | 13.6022 | 0 | 21.0305 | 0
2023 | 5 | 16 | 19 | 44.7977 | 0 | 17.5946 | 0 | 27.2031 | 0
2023 | 5 | 16 | 20 | 50.5459 | 0 | 19.8522 | 0 | 30.6937 | 0
2023 | 5 | 16 | 21 | 54.1369 | 0 | 21.2626 | 0 | 32.8743 | 0
2023 | 5 | 16 | 22 | 53.1233 | 0 | 20.8645 | 0 | 32.2588 | 0
2023 | 5 | 16 | 23 | 47.949 | 0 | 18.8323 | 0 | 29.1168 | 0
2023 | 5 | 16 | 24 | 43.0328 | 0 | 16.9014 | 0 | 26.1314 | 0
2023 | 5 | 17 | 1 | 41.8201 | 0 | 16.4251 | 0 | 25.395 | 0
2023 | 5 | 17 | 2 | 42.0827 | 0 | 16.5282 | 0 | 25.5545 | 0
2023 | 5 | 17 | 3 | 41.6135 | 0 | 16.3439 | 0 | 25.2695 | 0
2023 | 5 | 17 | 4 | 41.4067 | 0 | 16.2627 | 0 | 25.144 | 0
2023 | 5 | 17 | 5 | 42.4535 | 0 | 16.6739 | 0 | 25.7796 | 0
2023 | 5 | 17 | 6 | 44.2243 | 0 | 17.3694 | 0 | 26.8549 | 0
2023 | 5 | 17 | 7 | 49.3356 | 0 | 19.3768 | 0 | 29.9587 | 0
2023 | 5 | 17 | 8 | 53.5578 | 0 | 21.0352 | 0 | 32.5227 | 0
2023 | 5 | 17 | 9 | 52.3881 | 0 | 20.5758 | 0 | 31.8124 | 0
2023 | 5 | 17 | 10 | 47.5507 | 0 | 18.6758 | 0 | 28.8749 | 0
2023 | 5 | 17 | 11 | 42.2637 | 0 | 16.5993 | 0 | 25.6644 | 0
2023 | 5 | 17 | 12 | 38.6335 | 0 | 15.1735 | 0 | 23.46 | 0
2023 | 5 | 17 | 13 | 25.0958 | 0 | 9.8565 | 0 | 15.2393 | 0
2023 | 5 | 17 | 14 | 24.7788 | 0 | 9.732 | 0 | 15.0468 | 0
2023 | 5 | 17 | 15 | 25.2527 | 0 | 9.9182 | 0 | 15.3346 | 0
2023 | 5 | 17 | 16 | 27.3351 | 0 | 10.736 | 0 | 16.5991 | 0
2023 | 5 | 17 | 17 | 34.0243 | 0 | 13.3633 | 0 | 20.6611 | 0
2023 | 5 | 17 | 18 | 43.8793 | 0 | 17.2339 | 0 | 26.6454 | 0
2023 | 5 | 17 | 19 | 48.5343 | 0 | 19.0622 | 0 | 29.4722 | 0
2023 | 5 | 17 | 20 | 56.8824 | 0 | 22.3409 | 0 | 34.5415 | 0
2023 | 5 | 17 | 21 | 61.1818 | 0 | 24.0295 | 0 | 37.1523 | 0
2023 | 5 | 17 | 22 | 60.6809 | 0 | 23.8328 | 0 | 36.8481 | 0
2023 | 5 | 17 | 23 | 55.322 | 0 | 21.7281 | 0 | 33.594 | 0
2023 | 5 | 17 | 24 | 49.5707 | 0 | 19.4692 | 0 | 30.1015 | 0
2023 | 5 | 18 | 1 | 43.2709 | 0 | 16.9949 | 0 | 26.276 | 0
2023 | 5 | 18 | 2 | 39.8315 | 0 | 15.644 | 0 | 24.1874 | 0
2023 | 5 | 18 | 3 | 38.8717 | 0 | 15.2671 | 0 | 23.6046 | 0
2023 | 5 | 18 | 4 | 38.5673 | 0 | 15.1475 | 0 | 23.4197 | 0
2023 | 5 | 18 | 5 | 39.5313 | 0 | 15.5262 | 0 | 24.0051 | 0
2023 | 5 | 18 | 6 | 41.4311 | 0 | 16.2723 | 0 | 25.1588 | 0
2023 | 5 | 18 | 7 | 46.4185 | 0 | 18.2311 | 0 | 28.1874 | 0
2023 | 5 | 18 | 8 | 49.9571 | 0 | 19.621 | 0 | 30.3362 | 0
2023 | 5 | 18 | 9 | 44.3577 | 0 | 17.4218 | 0 | 26.9359 | 0
2023 | 5 | 18 | 10 | 31.4447 | 0 | 12.3501 | 0 | 19.0946 | 0
2023 | 5 | 18 | 11 | 19.4584 | 0 | 7.6424 | 0 | 11.816 | 0
2023 | 5 | 18 | 12 | 14.2182 | 0 | 5.5843 | 0 | 8.6339 | 0
2023 | 5 | 18 | 13 | 16.0654 | 0 | 6.3098 | 0 | 9.7556 | 0
2023 | 5 | 18 | 14 | 14.8319 | 0 | 5.8253 | 0 | 9.0066 | 0
2023 | 5 | 18 | 15 | 15.0903 | 0 | 5.9268 | 0 | 9.1635 | 0
2023 | 5 | 18 | 16 | 18.7402 | 0 | 7.3603 | 0 | 11.3799 | 0
2023 | 5 | 18 | 17 | 25.707 | 0 | 10.0966 | 0 | 15.6104 | 0
2023 | 5 | 18 | 18 | 36.3566 | 0 | 14.2793 | 0 | 22.0773 | 0
2023 | 5 | 18 | 19 | 46.992 | 0 | 18.4564 | 0 | 28.5356 | 0
2023 | 5 | 18 | 20 | 54.5135 | 0 | 21.4105 | 0 | 33.103 | 0
2023 | 5 | 18 | 21 | 58.7157 | 0 | 23.061 | 0 | 35.6548 | 0
2023 | 5 | 18 | 22 | 58.2109 | 0 | 22.8627 | 0 | 35.3482 | 0
2023 | 5 | 18 | 23 | 53.0344 | 0 | 20.8296 | 0 | 32.2048 | 0
2023 | 5 | 18 | 24 | 47.4584 | 0 | 18.6396 | 0 | 28.8189 | 0
2023 | 5 | 19 | 1 | 42.0207 | 0 | 16.5039 | 0 | 25.5168 | 0
2023 | 5 | 19 | 2 | 46.3658 | 0 | 18.2105 | 0 | 28.1554 | 0
2023 | 5 | 19 | 3 | 45.7248 | 0 | 17.9587 | 0 | 27.7661 | 0
2023 | 5 | 19 | 4 | 45.3785 | 0 | 17.8227 | 0 | 27.5558 | 0
2023 | 5 | 19 | 5 | 45.9851 | 0 | 18.0609 | 0 | 27.9242 | 0
2023 | 5 | 19 | 6 | 47.7391 | 0 | 18.7498 | 0 | 28.9893 | 0
2023 | 5 | 19 | 7 | 50.0372 | 0 | 19.6524 | 0 | 30.3848 | 0
2023 | 5 | 19 | 8 | 52.5817 | 0 | 20.6518 | 0 | 31.9299 | 0
2023 | 5 | 19 | 9 | 48.2838 | 0 | 18.9638 | 0 | 29.3201 | 0
2023 | 5 | 19 | 10 | 40.1635 | 0 | 15.7744 | 0 | 24.389 | 0
2023 | 5 | 19 | 11 | 33.1164 | 0 | 13.0067 | 0 | 20.1097 | 0
2023 | 5 | 19 | 12 | 29.8103 | 0 | 11.7082 | 0 | 18.1021 | 0
2023 | 5 | 19 | 13 | 37.4506 | 0 | 14.7089 | 0 | 22.7416 | 0
2023 | 5 | 19 | 14 | 37.2772 | 0 | 14.6408 | 0 | 22.6363 | 0
2023 | 5 | 19 | 15 | 37.6267 | 0 | 14.7781 | 0 | 22.8486 | 0
2023 | 5 | 19 | 16 | 38.8924 | 0 | 15.2752 | 0 | 23.6172 | 0
2023 | 5 | 19 | 17 | 42.7568 | 0 | 16.793 | 0 | 25.9638 | 0
2023 | 5 | 19 | 18 | 47.9866 | 0 | 18.847 | 0 | 29.1395 | 0
2023 | 5 | 19 | 19 | 52.63 | 0 | 20.6707 | 0 | 31.9592 | 0
2023 | 5 | 19 | 20 | 58.5912 | 0 | 23.012 | 0 | 35.5791 | 0
2023 | 5 | 19 | 21 | 60.5898 | 0 | 23.797 | 0 | 36.7928 | 0
2023 | 5 | 19 | 22 | 60.1682 | 0 | 23.6314 | 0 | 36.5368 | 0
2023 | 5 | 19 | 23 | 55.1882 | 0 | 21.6755 | 0 | 33.5127 | 0
2023 | 5 | 19 | 24 | 49.843 | 0 | 19.5761 | 0 | 30.2669 | 0
2023 | 5 | 20 | 1 | 43.4339 | 0 | 17.0589 | 0 | 26.375 | 0
2023 | 5 | 20 | 2 | 44.2563 | 0 | 17.3819 | 0 | 26.8744 | 0
2023 | 5 | 20 | 3 | 42.7969 | 0 | 16.8087 | 0 | 25.9881 | 0
2023 | 5 | 20 | 4 | 41.8188 | 0 | 16.4246 | 0 | 25.3942 | 0
2023 | 5 | 20 | 5 | 42.0583 | 0 | 16.5187 | 0 | 25.5397 | 0
2023 | 5 | 20 | 6 | 43.101 | 0 | 16.9282 | 0 | 26.1728 | 0
2023 | 5 | 20 | 7 | 45.3047 | 0 | 17.7937 | 0 | 27.511 | 0
2023 | 5 | 20 | 8 | 45.2303 | 0 | 17.7645 | 0 | 27.4658 | 0
2023 | 5 | 20 | 9 | 41.4025 | 0 | 16.2611 | 0 | 25.1414 | 0
2023 | 5 | 20 | 10 | 35.0753 | 0 | 13.776 | 0 | 21.2993 | 0
2023 | 5 | 20 | 11 | 28.0805 | 0 | 11.0288 | 0 | 17.0517 | 0
2023 | 5 | 20 | 12 | 23.7154 | 0 | 9.3144 | 0 | 14.401 | 0
2023 | 5 | 20 | 13 | 35.5 | 0 | 13.9428 | 0 | 21.5572 | 0
2023 | 5 | 20 | 14 | 35.6169 | 0 | 13.9888 | 0 | 21.6282 | 0
2023 | 5 | 20 | 15 | 36.2371 | 0 | 14.2323 | 0 | 22.0047 | 0
2023 | 5 | 20 | 16 | 39.2539 | 0 | 15.4172 | 0 | 23.8367 | 0
2023 | 5 | 20 | 17 | 43.2553 | 0 | 16.9888 | 0 | 26.2665 | 0
2023 | 5 | 20 | 18 | 49.0416 | 0 | 19.2614 | 0 | 29.7802 | 0
2023 | 5 | 20 | 19 | 48.735 | 0 | 19.141 | 0 | 29.594 | 0
2023 | 5 | 20 | 20 | 53.7537 | 0 | 21.1121 | 0 | 32.6416 | 0
2023 | 5 | 20 | 21 | 55.4106 | 0 | 21.7629 | 0 | 33.6478 | 0
2023 | 5 | 20 | 22 | 54.5637 | 0 | 21.4302 | 0 | 33.1335 | 0
2023 | 5 | 20 | 23 | 50.3235 | 0 | 19.7649 | 0 | 30.5586 | 0
2023 | 5 | 20 | 24 | 45.8494 | 0 | 18.0076 | 0 | 27.8418 | 0
2023 | 5 | 21 | 1 | 41.7566 | 0 | 16.4001 | 0 | 25.3564 | 0
2023 | 5 | 21 | 2 | 36.8804 | 0 | 14.485 | 0 | 22.3954 | 0
2023 | 5 | 21 | 3 | 35.7966 | 0 | 14.0593 | 0 | 21.7373 | 0
2023 | 5 | 21 | 4 | 34.8579 | 0 | 13.6906 | 0 | 21.1672 | 0
2023 | 5 | 21 | 5 | 34.7749 | 0 | 13.658 | 0 | 21.1168 | 0
2023 | 5 | 21 | 6 | 35.4652 | 0 | 13.9292 | 0 | 21.5361 | 0
2023 | 5 | 21 | 7 | 42.2078 | 0 | 16.5774 | 0 | 25.6305 | 0
2023 | 5 | 21 | 8 | 43.7247 | 0 | 17.1731 | 0 | 26.5515 | 0
2023 | 5 | 21 | 9 | 46.9333 | 0 | 18.4333 | 0 | 28.5 | 0
2023 | 5 | 21 | 10 | 49.8837 | 0 | 19.5921 | 0 | 30.2916 | 0
2023 | 5 | 21 | 11 | 49.4593 | 0 | 19.4254 | 0 | 30.0339 | 0
2023 | 5 | 21 | 12 | 46.7685 | 0 | 18.3686 | 0 | 28.3999 | 0
2023 | 5 | 21 | 13 | 33.4848 | 0 | 13.1514 | 0 | 20.3334 | 0
2023 | 5 | 21 | 14 | 34.1363 | 0 | 13.4072 | 0 | 20.7291 | 0
2023 | 5 | 21 | 15 | 34.8946 | 0 | 13.7051 | 0 | 21.1895 | 0
2023 | 5 | 21 | 16 | 37.2984 | 0 | 14.6492 | 0 | 22.6492 | 0
2023 | 5 | 21 | 17 | 40.9659 | 0 | 16.0896 | 0 | 24.8763 | 0
2023 | 5 | 21 | 18 | 48.0294 | 0 | 18.8638 | 0 | 29.1656 | 0
2023 | 5 | 21 | 19 | 55.4393 | 0 | 21.7741 | 0 | 33.6652 | 0
2023 | 5 | 21 | 20 | 60.2769 | 0 | 23.6741 | 0 | 36.6028 | 0
2023 | 5 | 21 | 21 | 61.7659 | 0 | 24.2589 | 0 | 37.507 | 0
2023 | 5 | 21 | 22 | 60.9853 | 0 | 23.9523 | 0 | 37.0329 | 0
2023 | 5 | 21 | 23 | 55.8947 | 0 | 21.953 | 0 | 33.9417 | 0
2023 | 5 | 21 | 24 | 50.5561 | 0 | 19.8562 | 0 | 30.6999 | 0
2023 | 5 | 22 | 1 | 41.9228 | 0 | 16.4654 | 0 | 25.4574 | 0
2023 | 5 | 22 | 2 | 41.6802 | 0 | 16.3702 | 0 | 25.3101 | 0
2023 | 5 | 22 | 3 | 41.2219 | 0 | 16.1902 | 0 | 25.0318 | 0
2023 | 5 | 22 | 4 | 40.8694 | 0 | 16.0517 | 0 | 24.8177 | 0
2023 | 5 | 22 | 5 | 40.1996 | 0 | 15.7887 | 0 | 24.411 | 0
2023 | 5 | 22 | 6 | 41.1779 | 0 | 16.1729 | 0 | 25.005 | 0
2023 | 5 | 22 | 7 | 40.1167 | 0 | 15.7561 | 0 | 24.3606 | 0
2023 | 5 | 22 | 8 | 40.6377 | 0 | 15.9607 | 0 | 24.677 | 0
2023 | 5 | 22 | 9 | 37.8358 | 0 | 14.8603 | 0 | 22.9756 | 0
2023 | 5 | 22 | 10 | 33.6076 | 0 | 13.1996 | 0 | 20.408 | 0
2023 | 5 | 22 | 11 | 28.6159 | 0 | 11.2391 | 0 | 17.3768 | 0
2023 | 5 | 22 | 12 | 23.7555 | 0 | 9.3301 | 0 | 14.4254 | 0
2023 | 5 | 22 | 13 | 26.526 | 0 | 10.4183 | 0 | 16.1078 | 0
2023 | 5 | 22 | 14 | 25.383 | 0 | 9.9693 | 0 | 15.4137 | 0
2023 | 5 | 22 | 15 | 26.0554 | 0 | 10.2334 | 0 | 15.822 | 0
2023 | 5 | 22 | 16 | 30.4792 | 0 | 11.9709 | 0 | 18.5083 | 0
2023 | 5 | 22 | 17 | 37.9202 | 0 | 14.8934 | 0 | 23.0268 | 0
2023 | 5 | 22 | 18 | 46.9843 | 0 | 18.4534 | 0 | 28.5309 | 0
2023 | 5 | 22 | 19 | 53.1144 | 0 | 20.861 | 0 | 32.2534 | 0
2023 | 5 | 22 | 20 | 58.5759 | 0 | 23.006 | 0 | 35.5698 | 0
2023 | 5 | 22 | 21 | 58.8095 | 0 | 23.0978 | 0 | 35.7117 | 0
2023 | 5 | 22 | 22 | 58.6112 | 0 | 23.0199 | 0 | 35.5913 | 0
2023 | 5 | 22 | 23 | 53.8744 | 0 | 21.1595 | 0 | 32.7149 | 0
2023 | 5 | 22 | 24 | 49.3256 | 0 | 19.3729 | 0 | 29.9527 | 0
2023 | 5 | 23 | 1 | 45.738 | 0 | 17.9639 | 0 | 27.7741 | 0
2023 | 5 | 23 | 2 | 39.9653 | 0 | 15.6966 | 0 | 24.2687 | 0
2023 | 5 | 23 | 3 | 39.1554 | 0 | 15.3785 | 0 | 23.7769 | 0
2023 | 5 | 23 | 4 | 38.5147 | 0 | 15.1269 | 0 | 23.3878 | 0
2023 | 5 | 23 | 5 | 39.3319 | 0 | 15.4478 | 0 | 23.884 | 0
2023 | 5 | 23 | 6 | 41.2431 | 0 | 16.1985 | 0 | 25.0446 | 0
2023 | 5 | 23 | 7 | 43.5641 | 0 | 17.1101 | 0 | 26.454 | 0
2023 | 5 | 23 | 8 | 46.0126 | 0 | 18.0717 | 0 | 27.9409 | 0
2023 | 5 | 23 | 9 | 42.1656 | 0 | 16.5608 | 0 | 25.6048 | 0
2023 | 5 | 23 | 10 | 35.465 | 0 | 13.9291 | 0 | 21.5359 | 0
2023 | 5 | 23 | 11 | 30.0161 | 0 | 11.789 | 0 | 18.2271 | 0
2023 | 5 | 23 | 12 | 27.6825 | 0 | 10.8725 | 0 | 16.81 | 0
2023 | 5 | 23 | 13 | 23.9083 | 0 | 9.3901 | 0 | 14.5182 | 0
2023 | 5 | 23 | 14 | 23.4386 | 0 | 9.2057 | 0 | 14.233 | 0
2023 | 5 | 23 | 15 | 25.0353 | 0 | 9.8327 | 0 | 15.2025 | 0
2023 | 5 | 23 | 16 | 30.499 | 0 | 11.9787 | 0 | 18.5203 | 0
2023 | 5 | 23 | 17 | 40.4877 | 0 | 15.9018 | 0 | 24.5859 | 0
2023 | 5 | 23 | 18 | 51.6695 | 0 | 20.2935 | 0 | 31.376 | 0
2023 | 5 | 23 | 19 | 58.4801 | 0 | 22.9684 | 0 | 35.5117 | 0
2023 | 5 | 23 | 20 | 64.2347 | 0 | 25.2286 | 0 | 39.0061 | 0
2023 | 5 | 23 | 21 | 64.5002 | 0 | 25.3328 | 0 | 39.1674 | 0
2023 | 5 | 23 | 22 | 61.5261 | 0 | 24.1648 | 0 | 37.3614 | 0
2023 | 5 | 23 | 23 | 54.1878 | 0 | 21.2826 | 0 | 32.9052 | 0
2023 | 5 | 23 | 24 | 47.6355 | 0 | 18.7091 | 0 | 28.9263 | 0
2023 | 5 | 24 | 1 | 42.4525 | 0 | 16.6735 | 0 | 25.779 | 0
2023 | 5 | 24 | 2 | 41.157 | 0 | 16.1646 | 0 | 24.9923 | 0
2023 | 5 | 24 | 3 | 40.0475 | 0 | 15.7289 | 0 | 24.3186 | 0
2023 | 5 | 24 | 4 | 39.1412 | 0 | 15.373 | 0 | 23.7683 | 0
2023 | 5 | 24 | 5 | 40.2268 | 0 | 15.7993 | 0 | 24.4275 | 0
2023 | 5 | 24 | 6 | 42.1325 | 0 | 16.5478 | 0 | 25.5847 | 0
2023 | 5 | 24 | 7 | 42.3978 | 0 | 16.652 | 0 | 25.7458 | 0
2023 | 5 | 24 | 8 | 45.3101 | 0 | 17.7958 | 0 | 27.5143 | 0
2023 | 5 | 24 | 9 | 41.8503 | 0 | 16.437 | 0 | 25.4133 | 0
2023 | 5 | 24 | 10 | 35.5526 | 0 | 13.9635 | 0 | 21.5891 | 0
2023 | 5 | 24 | 11 | 31.0052 | 0 | 12.1775 | 0 | 18.8277 | 0
2023 | 5 | 24 | 12 | 29.8713 | 0 | 11.7321 | 0 | 18.1391 | 0
2023 | 5 | 24 | 13 | 24.8869 | 0 | 9.7745 | 0 | 15.1124 | 0
2023 | 5 | 24 | 14 | 24.2516 | 0 | 9.525 | 0 | 14.7266 | 0
2023 | 5 | 24 | 15 | 25.1705 | 0 | 9.8859 | 0 | 15.2846 | 0
2023 | 5 | 24 | 16 | 30.1759 | 0 | 11.8518 | 0 | 18.3241 | 0
2023 | 5 | 24 | 17 | 39.8376 | 0 | 15.6465 | 0 | 24.1911 | 0
2023 | 5 | 24 | 18 | 51.1685 | 0 | 20.0967 | 0 | 31.0718 | 0
2023 | 5 | 24 | 19 | 60.5833 | 0 | 23.7945 | 0 | 36.7889 | 0
2023 | 5 | 24 | 20 | 65.6049 | 0 | 25.7667 | 0 | 39.8382 | 0
2023 | 5 | 24 | 21 | 66.2202 | 0 | 26.0084 | 0 | 40.2118 | 0
2023 | 5 | 24 | 22 | 63.8259 | 0 | 25.068 | 0 | 38.7579 | 0
2023 | 5 | 24 | 23 | 56.9577 | 0 | 22.3705 | 0 | 34.5872 | 0
2023 | 5 | 24 | 24 | 50.1159 | 0 | 19.6833 | 0 | 30.4326 | 0
2023 | 5 | 25 | 1 | 46.6229 | 0 | 18.3114 | 0 | 28.3115 | 0
2023 | 5 | 25 | 2 | 46.0298 | 0 | 18.0785 | 0 | 27.9513 | 0
2023 | 5 | 25 | 3 | 44.4823 | 0 | 17.4707 | 0 | 27.0116 | 0
2023 | 5 | 25 | 4 | 43.4051 | 0 | 17.0476 | 0 | 26.3575 | 0
2023 | 5 | 25 | 5 | 43.9243 | 0 | 17.2515 | 0 | 26.6728 | 0
2023 | 5 | 25 | 6 | 45.7466 | 0 | 17.9673 | 0 | 27.7794 | 0
2023 | 5 | 25 | 7 | 45.6093 | 0 | 17.9133 | 0 | 27.696 | 0
2023 | 5 | 25 | 8 | 49.4415 | 0 | 19.4184 | 0 | 30.023 | 0
2023 | 5 | 25 | 9 | 47.7769 | 0 | 18.7647 | 0 | 29.0122 | 0
2023 | 5 | 25 | 10 | 42.8012 | 0 | 16.8104 | 0 | 25.9908 | 0
2023 | 5 | 25 | 11 | 39.6083 | 0 | 15.5564 | 0 | 24.0519 | 0
2023 | 5 | 25 | 12 | 39.9098 | 0 | 15.6748 | 0 | 24.235 | 0
2023 | 5 | 25 | 13 | 46.654 | 0 | 18.3236 | 0 | 28.3303 | 0
2023 | 5 | 25 | 14 | 46.2115 | 0 | 18.1499 | 0 | 28.0617 | 0
2023 | 5 | 25 | 15 | 46.7258 | 0 | 18.3519 | 0 | 28.374 | 0
2023 | 5 | 25 | 16 | 50.431 | 0 | 19.8071 | 0 | 30.6239 | 0
2023 | 5 | 25 | 17 | 56.8094 | 0 | 22.3122 | 0 | 34.4971 | 0
2023 | 5 | 25 | 18 | 64.4117 | 0 | 25.2981 | 0 | 39.1136 | 0
2023 | 5 | 25 | 19 | 74.7855 | 0 | 29.3724 | 0 | 45.413 | 0
2023 | 5 | 25 | 20 | 79.0131 | 0 | 31.0329 | 0 | 47.9802 | 0
2023 | 5 | 25 | 21 | 79.1308 | 0 | 31.0791 | 0 | 48.0517 | 0
2023 | 5 | 25 | 22 | 76.4295 | 0 | 30.0181 | 0 | 46.4113 | 0
2023 | 5 | 25 | 23 | 69.0523 | 0 | 27.1207 | 0 | 41.9316 | 0
2023 | 5 | 25 | 24 | 60.9181 | 0 | 23.9259 | 0 | 36.9921 | 0
2023 | 5 | 26 | 1 | 52.6869 | 0 | 20.6931 | 0 | 31.9938 | 0
2023 | 5 | 26 | 2 | 52.1939 | 0 | 20.4995 | 0 | 31.6944 | 0
2023 | 5 | 26 | 3 | 50.7747 | 0 | 19.9421 | 0 | 30.8326 | 0
2023 | 5 | 26 | 4 | 49.8396 | 0 | 19.5748 | 0 | 30.2648 | 0
2023 | 5 | 26 | 5 | 49.9936 | 0 | 19.6353 | 0 | 30.3583 | 0
2023 | 5 | 26 | 6 | 51.1327 | 0 | 20.0827 | 0 | 31.05 | 0
2023 | 5 | 26 | 7 | 50.801 | 0 | 19.9524 | 0 | 30.8486 | 0
2023 | 5 | 26 | 8 | 54.5794 | 0 | 21.4364 | 0 | 33.143 | 0
2023 | 5 | 26 | 9 | 54.5847 | 0 | 21.4385 | 0 | 33.1462 | 0
2023 | 5 | 26 | 10 | 52.4229 | 0 | 20.5894 | 0 | 31.8335 | 0
2023 | 5 | 26 | 11 | 49.8984 | 0 | 19.5979 | 0 | 30.3005 | 0
2023 | 5 | 26 | 12 | 48.8667 | 0 | 19.1927 | 0 | 29.674 | 0
2023 | 5 | 26 | 13 | 45.7786 | 0 | 17.9798 | 0 | 27.7988 | 0
2023 | 5 | 26 | 14 | 45.1494 | 0 | 17.7327 | 0 | 27.4167 | 0
2023 | 5 | 26 | 15 | 45.0378 | 0 | 17.6889 | 0 | 27.3489 | 0
2023 | 5 | 26 | 16 | 47.8318 | 0 | 18.7862 | 0 | 29.0456 | 0
2023 | 5 | 26 | 17 | 54.2375 | 0 | 21.3021 | 0 | 32.9354 | 0
2023 | 5 | 26 | 18 | 61.1273 | 0 | 24.0081 | 0 | 37.1192 | 0
2023 | 5 | 26 | 19 | 66.9087 | 0 | 26.2788 | 0 | 40.6299 | 0
2023 | 5 | 26 | 20 | 70.646 | 0 | 27.7466 | 0 | 42.8993 | 0
2023 | 5 | 26 | 21 | 70.9451 | 0 | 27.8641 | 0 | 43.081 | 0
2023 | 5 | 26 | 22 | 68.7928 | 0 | 27.0188 | 0 | 41.774 | 0
2023 | 5 | 26 | 23 | 62.5047 | 0 | 24.5491 | 0 | 37.9556 | 0
2023 | 5 | 26 | 24 | 55.6836 | 0 | 21.8701 | 0 | 33.8135 | 0
2023 | 5 | 27 | 1 | 49.4602 | 0 | 19.4258 | 0 | 30.0344 | 0
2023 | 5 | 27 | 2 | 46.8138 | 0 | 18.3864 | 0 | 28.4274 | 0
2023 | 5 | 27 | 3 | 43.8686 | 0 | 17.2296 | 0 | 26.6389 | 0
2023 | 5 | 27 | 4 | 42.2329 | 0 | 16.5872 | 0 | 25.6456 | 0
2023 | 5 | 27 | 5 | 42.5884 | 0 | 16.7269 | 0 | 25.8616 | 0
2023 | 5 | 27 | 6 | 42.7395 | 0 | 16.7862 | 0 | 25.9533 | 0
2023 | 5 | 27 | 7 | 42.6848 | 0 | 16.7647 | 0 | 25.9201 | 0
2023 | 5 | 27 | 8 | 44.7973 | 0 | 17.5944 | 0 | 27.2029 | 0
2023 | 5 | 27 | 9 | 44.3049 | 0 | 17.401 | 0 | 26.9039 | 0
2023 | 5 | 27 | 10 | 43.8481 | 0 | 17.2216 | 0 | 26.6265 | 0
2023 | 5 | 27 | 11 | 42.9097 | 0 | 16.853 | 0 | 26.0567 | 0
2023 | 5 | 27 | 12 | 43.0753 | 0 | 16.9181 | 0 | 26.1572 | 0
2023 | 5 | 27 | 13 | 51.8586 | 0 | 20.3678 | 0 | 31.4908 | 0
2023 | 5 | 27 | 14 | 53.6884 | 0 | 21.0864 | 0 | 32.6019 | 0
2023 | 5 | 27 | 15 | 55.6425 | 0 | 21.8539 | 0 | 33.7886 | 0
2023 | 5 | 27 | 16 | 59.2893 | 0 | 23.2862 | 0 | 36.0031 | 0
2023 | 5 | 27 | 17 | 66.7915 | 0 | 26.2328 | 0 | 40.5587 | 0
2023 | 5 | 27 | 18 | 75.3024 | 0 | 29.5755 | 0 | 45.7269 | 0
2023 | 5 | 27 | 19 | 79.2978 | 0 | 31.1447 | 0 | 48.1531 | 0
2023 | 5 | 27 | 20 | 81.1786 | 1.1786 | 31.8834 | 0 | 49.2952 | 0
2023 | 5 | 27 | 21 | 80.3742 | 0.37418 | 31.5674 | 0 | 48.8067 | 0
2023 | 5 | 27 | 22 | 77.9776 | 0 | 30.6262 | 0 | 47.3515 | 0
2023 | 5 | 27 | 23 | 71.1592 | 0 | 27.9482 | 0 | 43.211 | 0
2023 | 5 | 27 | 24 | 62.7761 | 0 | 24.6557 | 0 | 38.1204 | 0
2023 | 5 | 28 | 1 | 51.3064 | 0 | 20.1509 | 0 | 31.1555 | 0
2023 | 5 | 28 | 2 | 55.7584 | 0 | 21.8994 | 0 | 33.8589 | 0
2023 | 5 | 28 | 3 | 53.7235 | 0 | 21.1002 | 0 | 32.6233 | 0
2023 | 5 | 28 | 4 | 51.5933 | 0 | 20.2636 | 0 | 31.3297 | 0
2023 | 5 | 28 | 5 | 50.1201 | 0 | 19.685 | 0 | 30.4351 | 0
2023 | 5 | 28 | 6 | 50.2906 | 0 | 19.7519 | 0 | 30.5387 | 0
2023 | 5 | 28 | 7 | 47.7486 | 0 | 18.7536 | 0 | 28.9951 | 0
2023 | 5 | 28 | 8 | 50.1234 | 0 | 19.6863 | 0 | 30.4371 | 0
2023 | 5 | 28 | 9 | 50.4312 | 0 | 19.8072 | 0 | 30.624 | 0
2023 | 5 | 28 | 10 | 49.0379 | 0 | 19.2599 | 0 | 29.778 | 0
2023 | 5 | 28 | 11 | 48.7138 | 0 | 19.1327 | 0 | 29.5812 | 0
2023 | 5 | 28 | 12 | 52.368 | 0 | 20.5678 | 0 | 31.8001 | 0
2023 | 5 | 28 | 13 | 58.918 | 0 | 23.1404 | 0 | 35.7776 | 0
2023 | 5 | 28 | 14 | 58.9316 | 0 | 23.1457 | 0 | 35.7858 | 0
2023 | 5 | 28 | 15 | 59.6582 | 0 | 23.4311 | 0 | 36.2271 | 0
2023 | 5 | 28 | 16 | 63.7903 | 0 | 25.054 | 0 | 38.7363 | 0
2023 | 5 | 28 | 17 | 70.1762 | 0 | 27.5621 | 0 | 42.6141 | 0
2023 | 5 | 28 | 18 | 78.866 | 0 | 30.9751 | 0 | 47.8909 | 0
2023 | 5 | 28 | 19 | 83.0573 | 3.0573 | 32.6212 | 0 | 50.436 | 0
2023 | 5 | 28 | 20 | 82.2004 | 2.2004 | 32.2847 | 0 | 49.9157 | 0
2023 | 5 | 28 | 21 | 81.2122 | 1.2122 | 31.8966 | 0 | 49.3156 | 0
2023 | 5 | 28 | 22 | 78.1954 | 0 | 30.7117 | 0 | 47.4837 | 0
2023 | 5 | 28 | 23 | 71.6288 | 0 | 28.1326 | 0 | 43.4961 | 0
2023 | 5 | 28 | 24 | 63.6407 | 0 | 24.9953 | 0 | 38.6455 | 0
2023 | 5 | 29 | 1 | 58.5768 | 0 | 23.0064 | 0 | 35.5704 | 0
2023 | 5 | 29 | 2 | 54.9832 | 0 | 21.595 | 0 | 33.3882 | 0
2023 | 5 | 29 | 3 | 53.0029 | 0 | 20.8172 | 0 | 32.1857 | 0
2023 | 5 | 29 | 4 | 51.2661 | 0 | 20.1351 | 0 | 31.1311 | 0
2023 | 5 | 29 | 5 | 51.1695 | 0 | 20.0971 | 0 | 31.0724 | 0
2023 | 5 | 29 | 6 | 52.3942 | 0 | 20.5782 | 0 | 31.8161 | 0
2023 | 5 | 29 | 7 | 56.6843 | 0 | 22.2631 | 0 | 34.4212 | 0
2023 | 5 | 29 | 8 | 61.6472 | 0 | 24.2123 | 0 | 37.4349 | 0
2023 | 5 | 29 | 9 | 63.0134 | 0 | 24.7489 | 0 | 38.2645 | 0
2023 | 5 | 29 | 10 | 62.7161 | 0 | 24.6321 | 0 | 38.084 | 0
2023 | 5 | 29 | 11 | 62.665 | 0 | 24.6121 | 0 | 38.0529 | 0
2023 | 5 | 29 | 12 | 63.7266 | 0 | 25.029 | 0 | 38.6976 | 0
2023 | 5 | 29 | 13 | 68.3736 | 0 | 26.8541 | 0 | 41.5195 | 0
2023 | 5 | 29 | 14 | 69.3516 | 0 | 27.2382 | 0 | 42.1133 | 0
2023 | 5 | 29 | 15 | 70.6872 | 0 | 27.7628 | 0 | 42.9244 | 0
2023 | 5 | 29 | 16 | 73.4585 | 0 | 28.8513 | 0 | 44.6072 | 0
2023 | 5 | 29 | 17 | 78.5587 | 0 | 30.8544 | 0 | 47.7043 | 0
2023 | 5 | 29 | 18 | 83.6533 | 3.6533 | 32.8553 | 0 | 50.798 | 0
2023 | 5 | 29 | 19 | 83.2667 | 3.2667 | 32.7035 | 0 | 50.5632 | 0
2023 | 5 | 29 | 20 | 82.6179 | 2.6179 | 32.4487 | 0 | 50.1692 | 0
2023 | 5 | 29 | 21 | 82.3101 | 2.3101 | 32.3278 | 0 | 49.9823 | 0
2023 | 5 | 29 | 22 | 79.8893 | 0 | 31.377 | 0 | 48.5123 | 0
2023 | 5 | 29 | 23 | 72.9395 | 0 | 28.6474 | 0 | 44.292 | 0
2023 | 5 | 29 | 24 | 64.9037 | 0 | 25.4913 | 0 | 39.4124 | 0
2023 | 5 | 30 | 1 | 59.8719 | 0 | 23.515 | 0 | 36.3568 | 0
2023 | 5 | 30 | 2 | 51.8345 | 0 | 20.3583 | 0 | 31.4762 | 0
2023 | 5 | 30 | 3 | 49.534 | 0 | 19.4548 | 0 | 30.0792 | 0
2023 | 5 | 30 | 4 | 47.7673 | 0 | 18.7609 | 0 | 29.0064 | 0
2023 | 5 | 30 | 5 | 47.5204 | 0 | 18.6639 | 0 | 28.8565 | 0
2023 | 5 | 30 | 6 | 48.6813 | 0 | 19.1199 | 0 | 29.5614 | 0
2023 | 5 | 30 | 7 | 48.9329 | 0 | 19.2187 | 0 | 29.7142 | 0
2023 | 5 | 30 | 8 | 52.9437 | 0 | 20.794 | 0 | 32.1497 | 0
2023 | 5 | 30 | 9 | 51.5076 | 0 | 20.2299 | 0 | 31.2777 | 0
2023 | 5 | 30 | 10 | 47.4256 | 0 | 18.6267 | 0 | 28.7989 | 0
2023 | 5 | 30 | 11 | 44.3429 | 0 | 17.4159 | 0 | 26.927 | 0
2023 | 5 | 30 | 12 | 44.3752 | 0 | 17.4286 | 0 | 26.9466 | 0
2023 | 5 | 30 | 13 | 52.4877 | 0 | 20.6149 | 0 | 31.8728 | 0
2023 | 5 | 30 | 14 | 53.2311 | 0 | 20.9068 | 0 | 32.3243 | 0
2023 | 5 | 30 | 15 | 54.4464 | 0 | 21.3841 | 0 | 33.0622 | 0
2023 | 5 | 30 | 16 | 57.9864 | 0 | 22.7745 | 0 | 35.2119 | 0
2023 | 5 | 30 | 17 | 65.2582 | 0 | 25.6306 | 0 | 39.6277 | 0
2023 | 5 | 30 | 18 | 72.562 | 0 | 28.4992 | 0 | 44.0628 | 0
2023 | 5 | 30 | 19 | 76.8428 | 0 | 30.1805 | 0 | 46.6623 | 0
2023 | 5 | 30 | 20 | 81.0922 | 1.0922 | 31.8494 | 0 | 49.2427 | 0
2023 | 5 | 30 | 21 | 80.3869 | 0.38693 | 31.5725 | 0 | 48.8145 | 0
2023 | 5 | 30 | 22 | 77.0434 | 0 | 30.2593 | 0 | 46.7842 | 0
2023 | 5 | 30 | 23 | 68.252 | 0 | 26.8064 | 0 | 41.4456 | 0
2023 | 5 | 30 | 24 | 59.5154 | 0 | 23.375 | 0 | 36.1404 | 0
2023 | 5 | 31 | 1 | 51.7478 | 0 | 20.3243 | 0 | 31.4236 | 0
2023 | 5 | 31 | 2 | 50.2891 | 0 | 19.7513 | 0 | 30.5378 | 0
2023 | 5 | 31 | 3 | 48.5068 | 0 | 19.0513 | 0 | 29.4554 | 0
2023 | 5 | 31 | 4 | 46.9107 | 0 | 18.4245 | 0 | 28.4863 | 0
2023 | 5 | 31 | 5 | 47.0457 | 0 | 18.4775 | 0 | 28.5682 | 0
2023 | 5 | 31 | 6 | 47.9921 | 0 | 18.8492 | 0 | 29.1429 | 0
2023 | 5 | 31 | 7 | 50.0536 | 0 | 19.6589 | 0 | 30.3948 | 0
2023 | 5 | 31 | 8 | 53.2975 | 0 | 20.9329 | 0 | 32.3646 | 0
2023 | 5 | 31 | 9 | 50.3974 | 0 | 19.7939 | 0 | 30.6035 | 0
2023 | 5 | 31 | 10 | 45.4989 | 0 | 17.87 | 0 | 27.629 | 0
2023 | 5 | 31 | 11 | 41.8477 | 0 | 16.436 | 0 | 25.4118 | 0
2023 | 5 | 31 | 12 | 41.7299 | 0 | 16.3897 | 0 | 25.3403 | 0
2023 | 5 | 31 | 13 | 42.8189 | 0 | 16.8174 | 0 | 26.0015 | 0
2023 | 5 | 31 | 14 | 44.14 | 0 | 17.3362 | 0 | 26.8037 | 0
2023 | 5 | 31 | 15 | 45.2892 | 0 | 17.7876 | 0 | 27.5016 | 0
2023 | 5 | 31 | 16 | 49.9382 | 0 | 19.6135 | 0 | 30.3246 | 0
2023 | 5 | 31 | 17 | 58.2313 | 0 | 22.8707 | 0 | 35.3606 | 0
2023 | 5 | 31 | 18 | 67.4479 | 0 | 26.4906 | 0 | 40.9573 | 0
2023 | 5 | 31 | 19 | 64.0746 | 0 | 25.1657 | 0 | 38.9089 | 0
2023 | 5 | 31 | 20 | 67.8645 | 0 | 26.6542 | 0 | 41.2103 | 0
2023 | 5 | 31 | 21 | 68.1646 | 0 | 26.7721 | 0 | 41.3926 | 0
2023 | 5 | 31 | 22 | 65.8479 | 0 | 25.8622 | 0 | 39.9858 | 0
2023 | 5 | 31 | 23 | 58.3298 | 0 | 22.9094 | 0 | 35.4204 | 0
2023 | 5 | 31 | 24 | 51.0836 | 0 | 20.0634 | 0 | 31.0202 | 0
2023 | 6 | 1 | 1 | 48.319 | 0 | 18.9776 | 0 | 29.3415 | 0
2023 | 6 | 1 | 2 | 45.3474 | 0 | 17.8104 | 0 | 27.5369 | 0
2023 | 6 | 1 | 3 | 43.8981 | 0 | 17.2413 | 0 | 26.6569 | 0
2023 | 6 | 1 | 4 | 42.9879 | 0 | 16.8837 | 0 | 26.1041 | 0
2023 | 6 | 1 | 5 | 42.9807 | 0 | 16.8809 | 0 | 26.0998 | 0
2023 | 6 | 1 | 6 | 44.2038 | 0 | 17.3613 | 0 | 26.8425 | 0
2023 | 6 | 1 | 7 | 46.3926 | 0 | 18.221 | 0 | 28.1716 | 0
2023 | 6 | 1 | 8 | 48.759 | 0 | 19.1504 | 0 | 29.6086 | 0
2023 | 6 | 1 | 9 | 44.3406 | 0 | 17.415 | 0 | 26.9256 | 0
2023 | 6 | 1 | 10 | 37.4569 | 0 | 14.7114 | 0 | 22.7455 | 0
2023 | 6 | 1 | 11 | 32.8332 | 0 | 12.8954 | 0 | 19.9378 | 0
2023 | 6 | 1 | 12 | 31.2069 | 0 | 12.2567 | 0 | 18.9502 | 0
2023 | 6 | 1 | 13 | 43.2023 | 0 | 16.968 | 0 | 26.2343 | 0
2023 | 6 | 1 | 14 | 43.8198 | 0 | 17.2105 | 0 | 26.6093 | 0
2023 | 6 | 1 | 15 | 45.3393 | 0 | 17.8073 | 0 | 27.532 | 0
2023 | 6 | 1 | 16 | 47.909 | 0 | 18.8165 | 0 | 29.0924 | 0
2023 | 6 | 1 | 17 | 52.2342 | 0 | 20.5153 | 0 | 31.7189 | 0
2023 | 6 | 1 | 18 | 57.3622 | 0 | 22.5293 | 0 | 34.8328 | 0
2023 | 6 | 1 | 19 | 60.1111 | 0 | 23.609 | 0 | 36.5021 | 0
2023 | 6 | 1 | 20 | 66.8969 | 0 | 26.2742 | 0 | 40.6227 | 0
2023 | 6 | 1 | 21 | 67.9727 | 0 | 26.6967 | 0 | 41.276 | 0
2023 | 6 | 1 | 22 | 67.1711 | 0 | 26.3819 | 0 | 40.7893 | 0
2023 | 6 | 1 | 23 | 61.1339 | 0 | 24.0107 | 0 | 37.1232 | 0
2023 | 6 | 1 | 24 | 54.6857 | 0 | 21.4782 | 0 | 33.2076 | 0
2023 | 6 | 2 | 1 | 47.6429 | 0 | 18.712 | 0 | 28.9309 | 0
2023 | 6 | 2 | 2 | 53.3227 | 0 | 20.9428 | 0 | 32.3799 | 0
2023 | 6 | 2 | 3 | 52.1042 | 0 | 20.4642 | 0 | 31.64 | 0
2023 | 6 | 2 | 4 | 51.1518 | 0 | 20.0902 | 0 | 31.0616 | 0
2023 | 6 | 2 | 5 | 50.9673 | 0 | 20.0177 | 0 | 30.9496 | 0
2023 | 6 | 2 | 6 | 52.5519 | 0 | 20.6401 | 0 | 31.9118 | 0
2023 | 6 | 2 | 7 | 50.8011 | 0 | 19.9524 | 0 | 30.8487 | 0
2023 | 6 | 2 | 8 | 53.3161 | 0 | 20.9402 | 0 | 32.3759 | 0
2023 | 6 | 2 | 9 | 51.7504 | 0 | 20.3253 | 0 | 31.4251 | 0
2023 | 6 | 2 | 10 | 48.1014 | 0 | 18.8921 | 0 | 29.2093 | 0
2023 | 6 | 2 | 11 | 45.4033 | 0 | 17.8324 | 0 | 27.5709 | 0
2023 | 6 | 2 | 12 | 44.4791 | 0 | 17.4695 | 0 | 27.0097 | 0
2023 | 6 | 2 | 13 | 42.5054 | 0 | 16.6943 | 0 | 25.8112 | 0
2023 | 6 | 2 | 14 | 43.7678 | 0 | 17.1901 | 0 | 26.5777 | 0
2023 | 6 | 2 | 15 | 47.3499 | 0 | 18.5969 | 0 | 28.7529 | 0
2023 | 6 | 2 | 16 | 52.6196 | 0 | 20.6667 | 0 | 31.9529 | 0
2023 | 6 | 2 | 17 | 59.4622 | 0 | 23.3541 | 0 | 36.108 | 0
2023 | 6 | 2 | 18 | 66.6261 | 0 | 26.1678 | 0 | 40.4583 | 0
2023 | 6 | 2 | 19 | 75.3463 | 0 | 29.5927 | 0 | 45.7536 | 0
2023 | 6 | 2 | 20 | 79.2957 | 0 | 31.1439 | 0 | 48.1518 | 0
2023 | 6 | 2 | 21 | 77.9811 | 0 | 30.6276 | 0 | 47.3536 | 0
2023 | 6 | 2 | 22 | 76.0785 | 0 | 29.8803 | 0 | 46.1982 | 0
2023 | 6 | 2 | 23 | 69.4742 | 0 | 27.2864 | 0 | 42.1878 | 0
2023 | 6 | 2 | 24 | 61.9147 | 0 | 24.3174 | 0 | 37.5973 | 0
2023 | 6 | 3 | 1 | 55.3908 | 0 | 21.7551 | 0 | 33.6357 | 0
2023 | 6 | 3 | 2 | 51.7532 | 0 | 20.3264 | 0 | 31.4268 | 0
2023 | 6 | 3 | 3 | 50.1333 | 0 | 19.6901 | 0 | 30.4431 | 0
2023 | 6 | 3 | 4 | 48.3915 | 0 | 19.0061 | 0 | 29.3855 | 0
2023 | 6 | 3 | 5 | 47.3156 | 0 | 18.5835 | 0 | 28.7321 | 0
2023 | 6 | 3 | 6 | 48.0791 | 0 | 18.8834 | 0 | 29.1958 | 0
2023 | 6 | 3 | 7 | 44.8871 | 0 | 17.6297 | 0 | 27.2574 | 0
2023 | 6 | 3 | 8 | 46.3252 | 0 | 18.1945 | 0 | 28.1307 | 0
2023 | 6 | 3 | 9 | 44.8941 | 0 | 17.6324 | 0 | 27.2617 | 0
2023 | 6 | 3 | 10 | 41.8784 | 0 | 16.448 | 0 | 25.4304 | 0
2023 | 6 | 3 | 11 | 38.7758 | 0 | 15.2294 | 0 | 23.5464 | 0
2023 | 6 | 3 | 12 | 37.6873 | 0 | 14.8019 | 0 | 22.8854 | 0
2023 | 6 | 3 | 13 | 38.9265 | 0 | 15.2886 | 0 | 23.6379 | 0
2023 | 6 | 3 | 14 | 39.1735 | 0 | 15.3856 | 0 | 23.7879 | 0
2023 | 6 | 3 | 15 | 42.0711 | 0 | 16.5237 | 0 | 25.5474 | 0
2023 | 6 | 3 | 16 | 47.0838 | 0 | 18.4924 | 0 | 28.5914 | 0
2023 | 6 | 3 | 17 | 54.4693 | 0 | 21.3931 | 0 | 33.0761 | 0
2023 | 6 | 3 | 18 | 63.2434 | 0 | 24.8392 | 0 | 38.4042 | 0
2023 | 6 | 3 | 19 | 69.4238 | 0 | 27.2666 | 0 | 42.1572 | 0
2023 | 6 | 3 | 20 | 73.577 | 0 | 28.8978 | 0 | 44.6792 | 0
2023 | 6 | 3 | 21 | 72.1367 | 0 | 28.3321 | 0 | 43.8046 | 0
2023 | 6 | 3 | 22 | 69.4531 | 0 | 27.2781 | 0 | 42.1749 | 0
2023 | 6 | 3 | 23 | 64.0364 | 0 | 25.1507 | 0 | 38.8857 | 0
2023 | 6 | 3 | 24 | 57.1497 | 0 | 22.4459 | 0 | 34.7038 | 0
2023 | 6 | 4 | 1 | 50.1228 | 0 | 19.686 | 0 | 30.4368 | 0
2023 | 6 | 4 | 2 | 44.7779 | 0 | 17.5868 | 0 | 27.1911 | 0
2023 | 6 | 4 | 3 | 43.1651 | 0 | 16.9534 | 0 | 26.2118 | 0
2023 | 6 | 4 | 4 | 42.1505 | 0 | 16.5549 | 0 | 25.5957 | 0
2023 | 6 | 4 | 5 | 41.6019 | 0 | 16.3394 | 0 | 25.2625 | 0
2023 | 6 | 4 | 6 | 41.5961 | 0 | 16.3371 | 0 | 25.259 | 0
2023 | 6 | 4 | 7 | 43.1976 | 0 | 16.9661 | 0 | 26.2315 | 0
2023 | 6 | 4 | 8 | 44.7877 | 0 | 17.5906 | 0 | 27.197 | 0
2023 | 6 | 4 | 9 | 45.2188 | 0 | 17.7599 | 0 | 27.4588 | 0
2023 | 6 | 4 | 10 | 45.4458 | 0 | 17.8491 | 0 | 27.5967 | 0
2023 | 6 | 4 | 11 | 43.5098 | 0 | 17.0887 | 0 | 26.4211 | 0
2023 | 6 | 4 | 12 | 42.0357 | 0 | 16.5098 | 0 | 25.5259 | 0
2023 | 6 | 4 | 13 | 31.2702 | 0 | 12.2816 | 0 | 18.9886 | 0
2023 | 6 | 4 | 14 | 33.3424 | 0 | 13.0954 | 0 | 20.247 | 0
2023 | 6 | 4 | 15 | 36.3959 | 0 | 14.2947 | 0 | 22.1012 | 0
2023 | 6 | 4 | 16 | 40.2674 | 0 | 15.8153 | 0 | 24.4521 | 0
2023 | 6 | 4 | 17 | 48.4274 | 0 | 19.0202 | 0 | 29.4073 | 0
2023 | 6 | 4 | 18 | 58.5257 | 0 | 22.9863 | 0 | 35.5394 | 0
2023 | 6 | 4 | 19 | 66.8189 | 0 | 26.2435 | 0 | 40.5754 | 0
2023 | 6 | 4 | 20 | 69.9196 | 0 | 27.4613 | 0 | 42.4583 | 0
2023 | 6 | 4 | 21 | 69.2486 | 0 | 27.1978 | 0 | 42.0508 | 0
2023 | 6 | 4 | 22 | 68.1186 | 0 | 26.754 | 0 | 41.3646 | 0
2023 | 6 | 4 | 23 | 62.3372 | 0 | 24.4833 | 0 | 37.8539 | 0
2023 | 6 | 4 | 24 | 55.5566 | 0 | 21.8202 | 0 | 33.7364 | 0
2023 | 6 | 5 | 1 | 47.6654 | 0 | 18.7209 | 0 | 28.9445 | 0
2023 | 6 | 5 | 2 | 49.1173 | 0 | 19.2911 | 0 | 29.8262 | 0
2023 | 6 | 5 | 3 | 47.9202 | 0 | 18.8209 | 0 | 29.0992 | 0
2023 | 6 | 5 | 4 | 47.1283 | 0 | 18.5099 | 0 | 28.6184 | 0
2023 | 6 | 5 | 5 | 47.1778 | 0 | 18.5294 | 0 | 28.6484 | 0
2023 | 6 | 5 | 6 | 48.4704 | 0 | 19.0371 | 0 | 29.4334 | 0
2023 | 6 | 5 | 7 | 49.7687 | 0 | 19.5469 | 0 | 30.2217 | 0
2023 | 6 | 5 | 8 | 54.0714 | 0 | 21.2369 | 0 | 32.8346 | 0
2023 | 6 | 5 | 9 | 57.3937 | 0 | 22.5417 | 0 | 34.852 | 0
2023 | 6 | 5 | 10 | 59.3005 | 0 | 23.2906 | 0 | 36.0099 | 0
2023 | 6 | 5 | 11 | 59.6072 | 0 | 23.4111 | 0 | 36.1961 | 0
2023 | 6 | 5 | 12 | 57.1457 | 0 | 22.4443 | 0 | 34.7014 | 0
2023 | 6 | 5 | 13 | 42.7326 | 0 | 16.7835 | 0 | 25.9491 | 0
2023 | 6 | 5 | 14 | 43.0523 | 0 | 16.909 | 0 | 26.1432 | 0
2023 | 6 | 5 | 15 | 44.5082 | 0 | 17.4809 | 0 | 27.0273 | 0
2023 | 6 | 5 | 16 | 47.1178 | 0 | 18.5058 | 0 | 28.612 | 0
2023 | 6 | 5 | 17 | 52.7654 | 0 | 20.7239 | 0 | 32.0415 | 0
2023 | 6 | 5 | 18 | 58.1874 | 0 | 22.8534 | 0 | 35.3339 | 0
2023 | 6 | 5 | 19 | 62.2569 | 0 | 24.4518 | 0 | 37.8051 | 0
2023 | 6 | 5 | 20 | 66.3395 | 0 | 26.0552 | 0 | 40.2843 | 0
2023 | 6 | 5 | 21 | 65.5873 | 0 | 25.7598 | 0 | 39.8275 | 0
2023 | 6 | 5 | 22 | 63.4592 | 0 | 24.924 | 0 | 38.5352 | 0
2023 | 6 | 5 | 23 | 57.0565 | 0 | 22.4093 | 0 | 34.6472 | 0
2023 | 6 | 5 | 24 | 50.435 | 0 | 19.8086 | 0 | 30.6263 | 0
2023 | 6 | 6 | 1 | 51.5119 | 0 | 20.2316 | 0 | 31.2803 | 0
2023 | 6 | 6 | 2 | 44.7207 | 0 | 17.5643 | 0 | 27.1564 | 0
2023 | 6 | 6 | 3 | 43.4163 | 0 | 17.052 | 0 | 26.3643 | 0
2023 | 6 | 6 | 4 | 42.5893 | 0 | 16.7272 | 0 | 25.8621 | 0
2023 | 6 | 6 | 5 | 42.874 | 0 | 16.839 | 0 | 26.035 | 0
2023 | 6 | 6 | 6 | 44.421 | 0 | 17.4466 | 0 | 26.9744 | 0
2023 | 6 | 6 | 7 | 42.2593 | 0 | 16.5976 | 0 | 25.6617 | 0
2023 | 6 | 6 | 8 | 45.116 | 0 | 17.7196 | 0 | 27.3964 | 0
2023 | 6 | 6 | 9 | 42.0714 | 0 | 16.5238 | 0 | 25.5476 | 0
2023 | 6 | 6 | 10 | 35.8108 | 0 | 14.0649 | 0 | 21.7459 | 0
2023 | 6 | 6 | 11 | 31.1214 | 0 | 12.2231 | 0 | 18.8983 | 0
2023 | 6 | 6 | 12 | 30.4638 | 0 | 11.9648 | 0 | 18.499 | 0
2023 | 6 | 6 | 13 | 34.6781 | 0 | 13.62 | 0 | 21.0581 | 0
2023 | 6 | 6 | 14 | 34.0325 | 0 | 13.3665 | 0 | 20.666 | 0
2023 | 6 | 6 | 15 | 35.1592 | 0 | 13.809 | 0 | 21.3502 | 0
2023 | 6 | 6 | 16 | 38.1838 | 0 | 14.9969 | 0 | 23.1869 | 0
2023 | 6 | 6 | 17 | 45.4797 | 0 | 17.8624 | 0 | 27.6173 | 0
2023 | 6 | 6 | 18 | 52.1569 | 0 | 20.4849 | 0 | 31.6719 | 0
2023 | 6 | 6 | 19 | 64.2198 | 0 | 25.2227 | 0 | 38.9971 | 0
2023 | 6 | 6 | 20 | 67.7778 | 0 | 26.6202 | 0 | 41.1577 | 0
2023 | 6 | 6 | 21 | 67.5752 | 0 | 26.5406 | 0 | 41.0346 | 0
2023 | 6 | 6 | 22 | 65.58 | 0 | 25.757 | 0 | 39.8231 | 0
2023 | 6 | 6 | 23 | 59.2831 | 0 | 23.2838 | 0 | 35.9993 | 0
2023 | 6 | 6 | 24 | 52.7089 | 0 | 20.7017 | 0 | 32.0072 | 0
2023 | 6 | 7 | 1 | 45.601 | 0 | 17.9101 | 0 | 27.691 | 0
2023 | 6 | 7 | 2 | 44.5969 | 0 | 17.5157 | 0 | 27.0812 | 0
2023 | 6 | 7 | 3 | 43.647 | 0 | 17.1426 | 0 | 26.5044 | 0
2023 | 6 | 7 | 4 | 42.7839 | 0 | 16.8036 | 0 | 25.9803 | 0
2023 | 6 | 7 | 5 | 43.4713 | 0 | 17.0736 | 0 | 26.3977 | 0
2023 | 6 | 7 | 6 | 44.8853 | 0 | 17.629 | 0 | 27.2564 | 0
2023 | 6 | 7 | 7 | 45.5268 | 0 | 17.8809 | 0 | 27.6459 | 0
2023 | 6 | 7 | 8 | 48.3609 | 0 | 18.9941 | 0 | 29.3669 | 0
2023 | 6 | 7 | 9 | 45.3476 | 0 | 17.8105 | 0 | 27.537 | 0
2023 | 6 | 7 | 10 | 40.4136 | 0 | 15.8727 | 0 | 24.5409 | 0
2023 | 6 | 7 | 11 | 37.1521 | 0 | 14.5917 | 0 | 22.5604 | 0
2023 | 6 | 7 | 12 | 35.906 | 0 | 14.1023 | 0 | 21.8037 | 0
2023 | 6 | 7 | 13 | 40.8801 | 0 | 16.0559 | 0 | 24.8242 | 0
2023 | 6 | 7 | 14 | 40.6828 | 0 | 15.9784 | 0 | 24.7044 | 0
2023 | 6 | 7 | 15 | 41.6954 | 0 | 16.3761 | 0 | 25.3193 | 0
2023 | 6 | 7 | 16 | 43.737 | 0 | 17.178 | 0 | 26.559 | 0
2023 | 6 | 7 | 17 | 48.3717 | 0 | 18.9983 | 0 | 29.3735 | 0
2023 | 6 | 7 | 18 | 53.5927 | 0 | 21.0489 | 0 | 32.5439 | 0
2023 | 6 | 7 | 19 | 57.372 | 0 | 22.5332 | 0 | 34.8388 | 0
2023 | 6 | 7 | 20 | 61.3915 | 0 | 24.1119 | 0 | 37.2796 | 0
2023 | 6 | 7 | 21 | 62.4105 | 0 | 24.5121 | 0 | 37.8984 | 0
2023 | 6 | 7 | 22 | 61.7416 | 0 | 24.2494 | 0 | 37.4922 | 0
2023 | 6 | 7 | 23 | 56.7255 | 0 | 22.2793 | 0 | 34.4462 | 0
2023 | 6 | 7 | 24 | 50.9172 | 0 | 19.998 | 0 | 30.9192 | 0
2023 | 6 | 8 | 1 | 47.713 | 0 | 18.7396 | 0 | 28.9734 | 0
2023 | 6 | 8 | 2 | 39.2732 | 0 | 15.4248 | 0 | 23.8484 | 0
2023 | 6 | 8 | 3 | 38.3302 | 0 | 15.0544 | 0 | 23.2758 | 0
2023 | 6 | 8 | 4 | 37.8575 | 0 | 14.8688 | 0 | 22.9887 | 0
2023 | 6 | 8 | 5 | 38.558 | 0 | 15.1439 | 0 | 23.4141 | 0
2023 | 6 | 8 | 6 | 40.2819 | 0 | 15.8209 | 0 | 24.4609 | 0
2023 | 6 | 8 | 7 | 42.9451 | 0 | 16.8669 | 0 | 26.0781 | 0
2023 | 6 | 8 | 8 | 46.8935 | 0 | 18.4177 | 0 | 28.4758 | 0
2023 | 6 | 8 | 9 | 44.6029 | 0 | 17.5181 | 0 | 27.0849 | 0
2023 | 6 | 8 | 10 | 38.4222 | 0 | 15.0905 | 0 | 23.3316 | 0
2023 | 6 | 8 | 11 | 32.9879 | 0 | 12.9562 | 0 | 20.0317 | 0
2023 | 6 | 8 | 12 | 30.2104 | 0 | 11.8653 | 0 | 18.3451 | 0
2023 | 6 | 8 | 13 | 32.4563 | 0 | 12.7474 | 0 | 19.7089 | 0
2023 | 6 | 8 | 14 | 33.056 | 0 | 12.983 | 0 | 20.0731 | 0
2023 | 6 | 8 | 15 | 34.0557 | 0 | 13.3756 | 0 | 20.6801 | 0
2023 | 6 | 8 | 16 | 36.4279 | 0 | 14.3073 | 0 | 22.1206 | 0
2023 | 6 | 8 | 17 | 40.3391 | 0 | 15.8434 | 0 | 24.4957 | 0
2023 | 6 | 8 | 18 | 45.8212 | 0 | 17.9965 | 0 | 27.8246 | 0
2023 | 6 | 8 | 19 | 39.6573 | 0 | 15.5756 | 0 | 24.0817 | 0
2023 | 6 | 8 | 20 | 50.3982 | 0 | 19.7942 | 0 | 30.604 | 0
2023 | 6 | 8 | 21 | 54.7684 | 0 | 21.5106 | 0 | 33.2578 | 0
2023 | 6 | 8 | 22 | 55.1051 | 0 | 21.6428 | 0 | 33.4622 | 0
2023 | 6 | 8 | 23 | 50.7951 | 0 | 19.9501 | 0 | 30.845 | 0
2023 | 6 | 8 | 24 | 45.1192 | 0 | 17.7208 | 0 | 27.3984 | 0
2023 | 6 | 9 | 1 | 45.7022 | 0 | 17.9498 | 0 | 27.7524 | 0
2023 | 6 | 9 | 2 | 43.8725 | 0 | 17.2312 | 0 | 26.6413 | 0
2023 | 6 | 9 | 3 | 43.1308 | 0 | 16.9399 | 0 | 26.1909 | 0
2023 | 6 | 9 | 4 | 42.6119 | 0 | 16.7361 | 0 | 25.8758 | 0
2023 | 6 | 9 | 5 | 43.0811 | 0 | 16.9204 | 0 | 26.1607 | 0
2023 | 6 | 9 | 6 | 45.0846 | 0 | 17.7072 | 0 | 27.3773 | 0
2023 | 6 | 9 | 7 | 45.8177 | 0 | 17.9952 | 0 | 27.8225 | 0
2023 | 6 | 9 | 8 | 48.0598 | 0 | 18.8758 | 0 | 29.184 | 0
2023 | 6 | 9 | 9 | 43.3886 | 0 | 17.0411 | 0 | 26.3475 | 0
2023 | 6 | 9 | 10 | 34.6818 | 0 | 13.6215 | 0 | 21.0603 | 0
2023 | 6 | 9 | 11 | 26.3524 | 0 | 10.3501 | 0 | 16.0024 | 0
2023 | 6 | 9 | 12 | 22.0143 | 0 | 8.6463 | 0 | 13.3681 | 0
2023 | 6 | 9 | 13 | 32.6925 | 0 | 12.8402 | 0 | 19.8523 | 0
2023 | 6 | 9 | 14 | 32.3754 | 0 | 12.7156 | 0 | 19.6598 | 0
2023 | 6 | 9 | 15 | 33.468 | 0 | 13.1448 | 0 | 20.3232 | 0
2023 | 6 | 9 | 16 | 35.9812 | 0 | 14.1319 | 0 | 21.8494 | 0
2023 | 6 | 9 | 17 | 40.4246 | 0 | 15.877 | 0 | 24.5476 | 0
2023 | 6 | 9 | 18 | 46.2373 | 0 | 18.16 | 0 | 28.0773 | 0
2023 | 6 | 9 | 19 | 48.594 | 0 | 19.0856 | 0 | 29.5084 | 0
2023 | 6 | 9 | 20 | 56.2788 | 0 | 22.1038 | 0 | 34.1749 | 0
2023 | 6 | 9 | 21 | 57.9582 | 0 | 22.7634 | 0 | 35.1948 | 0
2023 | 6 | 9 | 22 | 58.3923 | 0 | 22.9339 | 0 | 35.4584 | 0
2023 | 6 | 9 | 23 | 54.4573 | 0 | 21.3884 | 0 | 33.0689 | 0
2023 | 6 | 9 | 24 | 48.8904 | 0 | 19.202 | 0 | 29.6884 | 0
2023 | 6 | 10 | 1 | 44.3616 | 0 | 17.4233 | 0 | 26.9383 | 0
2023 | 6 | 10 | 2 | 44.6656 | 0 | 17.5427 | 0 | 27.1229 | 0
2023 | 6 | 10 | 3 | 43.0804 | 0 | 16.9201 | 0 | 26.1603 | 0
2023 | 6 | 10 | 4 | 42.2159 | 0 | 16.5805 | 0 | 25.6353 | 0
2023 | 6 | 10 | 5 | 42.4198 | 0 | 16.6606 | 0 | 25.7592 | 0
2023 | 6 | 10 | 6 | 43.3842 | 0 | 17.0394 | 0 | 26.3448 | 0
2023 | 6 | 10 | 7 | 48.5801 | 0 | 19.0801 | 0 | 29.5 | 0
2023 | 6 | 10 | 8 | 48.7048 | 0 | 19.1291 | 0 | 29.5757 | 0
2023 | 6 | 10 | 9 | 44.6936 | 0 | 17.5537 | 0 | 27.1399 | 0
2023 | 6 | 10 | 10 | 39.6497 | 0 | 15.5727 | 0 | 24.0771 | 0
2023 | 6 | 10 | 11 | 33.8026 | 0 | 13.2762 | 0 | 20.5264 | 0
2023 | 6 | 10 | 12 | 30.5406 | 0 | 11.995 | 0 | 18.5456 | 0
2023 | 6 | 10 | 13 | 37.1543 | 0 | 14.5926 | 0 | 22.5617 | 0
2023 | 6 | 10 | 14 | 37.5733 | 0 | 14.7572 | 0 | 22.8162 | 0
2023 | 6 | 10 | 15 | 39.5467 | 0 | 15.5322 | 0 | 24.0145 | 0
2023 | 6 | 10 | 16 | 43.1997 | 0 | 16.9669 | 0 | 26.2327 | 0
2023 | 6 | 10 | 17 | 48.3434 | 0 | 18.9872 | 0 | 29.3563 | 0
2023 | 6 | 10 | 18 | 53.4015 | 0 | 20.9737 | 0 | 32.4277 | 0
2023 | 6 | 10 | 19 | 53.3421 | 0 | 20.9504 | 0 | 32.3917 | 0
2023 | 6 | 10 | 20 | 60.3556 | 0 | 23.705 | 0 | 36.6506 | 0
2023 | 6 | 10 | 21 | 61.7412 | 0 | 24.2492 | 0 | 37.492 | 0
2023 | 6 | 10 | 22 | 61.3766 | 0 | 24.106 | 0 | 37.2705 | 0
2023 | 6 | 10 | 23 | 57.7517 | 0 | 22.6823 | 0 | 35.0694 | 0
2023 | 6 | 10 | 24 | 52.5595 | 0 | 20.6431 | 0 | 31.9165 | 0
2023 | 6 | 11 | 1 | 44.6964 | 0 | 17.5548 | 0 | 27.1416 | 0
2023 | 6 | 11 | 2 | 40.0152 | 0 | 15.7162 | 0 | 24.299 | 0
2023 | 6 | 11 | 3 | 37.5989 | 0 | 14.7672 | 0 | 22.8317 | 0
2023 | 6 | 11 | 4 | 36.8024 | 0 | 14.4543 | 0 | 22.348 | 0
2023 | 6 | 11 | 5 | 37.4194 | 0 | 14.6967 | 0 | 22.7227 | 0
2023 | 6 | 11 | 6 | 38.025 | 0 | 14.9346 | 0 | 23.0905 | 0
2023 | 6 | 11 | 7 | 35.5418 | 0 | 13.9592 | 0 | 21.5825 | 0
2023 | 6 | 11 | 8 | 37.0964 | 0 | 14.5698 | 0 | 22.5266 | 0
2023 | 6 | 11 | 9 | 39.3905 | 0 | 15.4709 | 0 | 23.9197 | 0
2023 | 6 | 11 | 10 | 39.9582 | 0 | 15.6938 | 0 | 24.2644 | 0
2023 | 6 | 11 | 11 | 38.0649 | 0 | 14.9502 | 0 | 23.1147 | 0
2023 | 6 | 11 | 12 | 36.2604 | 0 | 14.2415 | 0 | 22.0189 | 0
2023 | 6 | 11 | 13 | 36.3869 | 0 | 14.2912 | 0 | 22.0957 | 0
2023 | 6 | 11 | 14 | 39.9319 | 0 | 15.6835 | 0 | 24.2484 | 0
2023 | 6 | 11 | 15 | 43.4979 | 0 | 17.0841 | 0 | 26.4138 | 0
2023 | 6 | 11 | 16 | 49.2931 | 0 | 19.3602 | 0 | 29.933 | 0
2023 | 6 | 11 | 17 | 56.8935 | 0 | 22.3453 | 0 | 34.5483 | 0
2023 | 6 | 11 | 18 | 66.9704 | 0 | 26.303 | 0 | 40.6674 | 0
2023 | 6 | 11 | 19 | 70.8875 | 0 | 27.8415 | 0 | 43.046 | 0
2023 | 6 | 11 | 20 | 75.0616 | 0 | 29.4809 | 0 | 45.5807 | 0
2023 | 6 | 11 | 21 | 73.8133 | 0 | 28.9906 | 0 | 44.8227 | 0
2023 | 6 | 11 | 22 | 71.7429 | 0 | 28.1775 | 0 | 43.5655 | 0
2023 | 6 | 11 | 23 | 64.6843 | 0 | 25.4051 | 0 | 39.2791 | 0
2023 | 6 | 11 | 24 | 56.7523 | 0 | 22.2898 | 0 | 34.4625 | 0
2023 | 6 | 12 | 1 | 50.1244 | 0 | 19.6866 | 0 | 30.4377 | 0
2023 | 6 | 12 | 2 | 44.1001 | 0 | 17.3206 | 0 | 26.7795 | 0
2023 | 6 | 12 | 3 | 42.5779 | 0 | 16.7227 | 0 | 25.8552 | 0
2023 | 6 | 12 | 4 | 42.3452 | 0 | 16.6313 | 0 | 25.7139 | 0
2023 | 6 | 12 | 5 | 42.8619 | 0 | 16.8343 | 0 | 26.0276 | 0
2023 | 6 | 12 | 6 | 43.8684 | 0 | 17.2296 | 0 | 26.6388 | 0
2023 | 6 | 12 | 7 | 44.718 | 0 | 17.5632 | 0 | 27.1547 | 0
2023 | 6 | 12 | 8 | 48.4885 | 0 | 19.0442 | 0 | 29.4444 | 0
2023 | 6 | 12 | 9 | 44.1453 | 0 | 17.3383 | 0 | 26.807 | 0
2023 | 6 | 12 | 10 | 35.9136 | 0 | 14.1053 | 0 | 21.8083 | 0
2023 | 6 | 12 | 11 | 28.6974 | 0 | 11.2711 | 0 | 17.4263 | 0
2023 | 6 | 12 | 12 | 24.2624 | 0 | 9.5292 | 0 | 14.7332 | 0
2023 | 6 | 12 | 13 | 39.1798 | 0 | 15.3881 | 0 | 23.7917 | 0
2023 | 6 | 12 | 14 | 38.5904 | 0 | 15.1566 | 0 | 23.4338 | 0
2023 | 6 | 12 | 15 | 38.7219 | 0 | 15.2083 | 0 | 23.5136 | 0
2023 | 6 | 12 | 16 | 38.5903 | 0 | 15.1566 | 0 | 23.4337 | 0
2023 | 6 | 12 | 17 | 43.4107 | 0 | 17.0498 | 0 | 26.3609 | 0
2023 | 6 | 12 | 18 | 49.085 | 0 | 19.2784 | 0 | 29.8066 | 0
2023 | 6 | 12 | 19 | 51.8106 | 0 | 20.3489 | 0 | 31.4617 | 0
2023 | 6 | 12 | 20 | 59.5749 | 0 | 23.3984 | 0 | 36.1765 | 0
2023 | 6 | 12 | 21 | 61.1566 | 0 | 24.0196 | 0 | 37.137 | 0
2023 | 6 | 12 | 22 | 60.7874 | 0 | 23.8746 | 0 | 36.9128 | 0
2023 | 6 | 12 | 23 | 55.7075 | 0 | 21.8795 | 0 | 33.828 | 0
2023 | 6 | 12 | 24 | 49.4304 | 0 | 19.4141 | 0 | 30.0163 | 0
2023 | 6 | 13 | 1 | 44.7821 | 0 | 17.5884 | 0 | 27.1937 | 0
2023 | 6 | 13 | 2 | 44.1129 | 0 | 17.3256 | 0 | 26.7873 | 0
2023 | 6 | 13 | 3 | 43.435 | 0 | 17.0594 | 0 | 26.3756 | 0
2023 | 6 | 13 | 4 | 42.5621 | 0 | 16.7165 | 0 | 25.8456 | 0
2023 | 6 | 13 | 5 | 43.1874 | 0 | 16.9621 | 0 | 26.2253 | 0
2023 | 6 | 13 | 6 | 44.7883 | 0 | 17.5909 | 0 | 27.1974 | 0
2023 | 6 | 13 | 7 | 50.1977 | 0 | 19.7155 | 0 | 30.4823 | 0
2023 | 6 | 13 | 8 | 52.4995 | 0 | 20.6195 | 0 | 31.88 | 0
2023 | 6 | 13 | 9 | 47.719 | 0 | 18.7419 | 0 | 28.9771 | 0
2023 | 6 | 13 | 10 | 39.5602 | 0 | 15.5375 | 0 | 24.0227 | 0
2023 | 6 | 13 | 11 | 34.0156 | 0 | 13.3598 | 0 | 20.6558 | 0
2023 | 6 | 13 | 12 | 33.4438 | 0 | 13.1352 | 0 | 20.3085 | 0
2023 | 6 | 13 | 13 | 43.8477 | 0 | 17.2214 | 0 | 26.6262 | 0
2023 | 6 | 13 | 14 | 44.3017 | 0 | 17.3998 | 0 | 26.902 | 0
2023 | 6 | 13 | 15 | 45.6611 | 0 | 17.9337 | 0 | 27.7274 | 0
2023 | 6 | 13 | 16 | 48.3402 | 0 | 18.9859 | 0 | 29.3543 | 0
2023 | 6 | 13 | 17 | 52.9296 | 0 | 20.7884 | 0 | 32.1412 | 0
2023 | 6 | 13 | 18 | 56.7783 | 0 | 22.3 | 0 | 34.4783 | 0
2023 | 6 | 13 | 19 | 61.0254 | 0 | 23.9681 | 0 | 37.0573 | 0
2023 | 6 | 13 | 20 | 62.5552 | 0 | 24.5689 | 0 | 37.9863 | 0
2023 | 6 | 13 | 21 | 62.7541 | 0 | 24.6471 | 0 | 38.1071 | 0
2023 | 6 | 13 | 22 | 61.9413 | 0 | 24.3278 | 0 | 37.6135 | 0
2023 | 6 | 13 | 23 | 57.0462 | 0 | 22.4052 | 0 | 34.6409 | 0
2023 | 6 | 13 | 24 | 51.3969 | 0 | 20.1865 | 0 | 31.2105 | 0
2023 | 6 | 14 | 1 | 46.8133 | 0 | 18.3862 | 0 | 28.4271 | 0
2023 | 6 | 14 | 2 | 45.1889 | 0 | 17.7482 | 0 | 27.4407 | 0
2023 | 6 | 14 | 3 | 44.101 | 0 | 17.3209 | 0 | 26.7801 | 0
2023 | 6 | 14 | 4 | 43.3879 | 0 | 17.0409 | 0 | 26.3471 | 0
2023 | 6 | 14 | 5 | 43.8873 | 0 | 17.237 | 0 | 26.6503 | 0
2023 | 6 | 14 | 6 | 45.3356 | 0 | 17.8058 | 0 | 27.5298 | 0
2023 | 6 | 14 | 7 | 50.3689 | 0 | 19.7827 | 0 | 30.5862 | 0
2023 | 6 | 14 | 8 | 52.6669 | 0 | 20.6853 | 0 | 31.9817 | 0
2023 | 6 | 14 | 9 | 47.9119 | 0 | 18.8177 | 0 | 29.0942 | 0
2023 | 6 | 14 | 10 | 40.5567 | 0 | 15.9289 | 0 | 24.6278 | 0
2023 | 6 | 14 | 11 | 34.8636 | 0 | 13.6929 | 0 | 21.1707 | 0
2023 | 6 | 14 | 12 | 32.7207 | 0 | 12.8512 | 0 | 19.8694 | 0
2023 | 6 | 14 | 13 | 37.2734 | 0 | 14.6394 | 0 | 22.6341 | 0
2023 | 6 | 14 | 14 | 37.9134 | 0 | 14.8907 | 0 | 23.0227 | 0
2023 | 6 | 14 | 15 | 39.9038 | 0 | 15.6724 | 0 | 24.2313 | 0
2023 | 6 | 14 | 16 | 42.4936 | 0 | 16.6896 | 0 | 25.804 | 0
2023 | 6 | 14 | 17 | 48.1621 | 0 | 18.916 | 0 | 29.2462 | 0
2023 | 6 | 14 | 18 | 56.2594 | 0 | 22.0962 | 0 | 34.1632 | 0
2023 | 6 | 14 | 19 | 60.6349 | 0 | 23.8147 | 0 | 36.8202 | 0
2023 | 6 | 14 | 20 | 69.139 | 0 | 27.1548 | 0 | 41.9843 | 0
2023 | 6 | 14 | 21 | 70.7179 | 0 | 27.7749 | 0 | 42.943 | 0
2023 | 6 | 14 | 22 | 70.3998 | 0 | 27.65 | 0 | 42.7499 | 0
2023 | 6 | 14 | 23 | 64.5438 | 0 | 25.35 | 0 | 39.1939 | 0
2023 | 6 | 14 | 24 | 57.4857 | 0 | 22.5779 | 0 | 34.9078 | 0
2023 | 6 | 15 | 1 | 45.8945 | 0 | 18.0254 | 0 | 27.8692 | 0
2023 | 6 | 15 | 2 | 43.2138 | 0 | 16.9725 | 0 | 26.2413 | 0
2023 | 6 | 15 | 3 | 42.2045 | 0 | 16.5761 | 0 | 25.6284 | 0
2023 | 6 | 15 | 4 | 41.7077 | 0 | 16.381 | 0 | 25.3268 | 0
2023 | 6 | 15 | 5 | 42.0492 | 0 | 16.5151 | 0 | 25.5341 | 0
2023 | 6 | 15 | 6 | 43.5995 | 0 | 17.124 | 0 | 26.4755 | 0
2023 | 6 | 15 | 7 | 46.75 | 0 | 18.3613 | 0 | 28.3887 | 0
2023 | 6 | 15 | 8 | 50.0264 | 0 | 19.6482 | 0 | 30.3783 | 0
2023 | 6 | 15 | 9 | 49.4631 | 0 | 19.4269 | 0 | 30.0362 | 0
2023 | 6 | 15 | 10 | 46.7406 | 0 | 18.3576 | 0 | 28.3829 | 0
2023 | 6 | 15 | 11 | 43.4254 | 0 | 17.0556 | 0 | 26.3698 | 0
2023 | 6 | 15 | 12 | 40.1813 | 0 | 15.7814 | 0 | 24.3998 | 0
2023 | 6 | 15 | 13 | 40.9009 | 0 | 16.0641 | 0 | 24.8368 | 0
2023 | 6 | 15 | 14 | 40.7732 | 0 | 16.0139 | 0 | 24.7593 | 0
2023 | 6 | 15 | 15 | 41.9207 | 0 | 16.4646 | 0 | 25.4561 | 0
2023 | 6 | 15 | 16 | 44.8817 | 0 | 17.6275 | 0 | 27.2541 | 0
2023 | 6 | 15 | 17 | 48.7573 | 0 | 19.1497 | 0 | 29.6076 | 0
2023 | 6 | 15 | 18 | 53.1194 | 0 | 20.863 | 0 | 32.2564 | 0
2023 | 6 | 15 | 19 | 58.104 | 0 | 22.8207 | 0 | 35.2833 | 0
2023 | 6 | 15 | 20 | 59.5611 | 0 | 23.393 | 0 | 36.1681 | 0
2023 | 6 | 15 | 21 | 60.323 | 0 | 23.6922 | 0 | 36.6308 | 0
2023 | 6 | 15 | 22 | 58.9878 | 0 | 23.1678 | 0 | 35.82 | 0
2023 | 6 | 15 | 23 | 53.7484 | 0 | 21.11 | 0 | 32.6384 | 0
2023 | 6 | 15 | 24 | 48.1909 | 0 | 18.9273 | 0 | 29.2637 | 0
2023 | 6 | 16 | 1 | 46.2492 | 0 | 18.1646 | 0 | 28.0845 | 0
2023 | 6 | 16 | 2 | 39.4947 | 0 | 15.5118 | 0 | 23.9829 | 0
2023 | 6 | 16 | 3 | 38.1055 | 0 | 14.9662 | 0 | 23.1393 | 0
2023 | 6 | 16 | 4 | 37.4629 | 0 | 14.7138 | 0 | 22.7491 | 0
2023 | 6 | 16 | 5 | 38.3427 | 0 | 15.0593 | 0 | 23.2834 | 0
2023 | 6 | 16 | 6 | 40.2588 | 0 | 15.8119 | 0 | 24.4469 | 0
2023 | 6 | 16 | 7 | 44.1436 | 0 | 17.3377 | 0 | 26.806 | 0
2023 | 6 | 16 | 8 | 48.1522 | 0 | 18.9121 | 0 | 29.2401 | 0
2023 | 6 | 16 | 9 | 50.4432 | 0 | 19.8119 | 0 | 30.6313 | 0
2023 | 6 | 16 | 10 | 50.1284 | 0 | 19.6882 | 0 | 30.4402 | 0
2023 | 6 | 16 | 11 | 48.0023 | 0 | 18.8532 | 0 | 29.1491 | 0
2023 | 6 | 16 | 12 | 44.3822 | 0 | 17.4314 | 0 | 26.9508 | 0
2023 | 6 | 16 | 13 | 39.4922 | 0 | 15.5108 | 0 | 23.9814 | 0
2023 | 6 | 16 | 14 | 39.1322 | 0 | 15.3694 | 0 | 23.7628 | 0
2023 | 6 | 16 | 15 | 41.2286 | 0 | 16.1928 | 0 | 25.0358 | 0
2023 | 6 | 16 | 16 | 43.6962 | 0 | 17.1619 | 0 | 26.5342 | 0
2023 | 6 | 16 | 17 | 48.5465 | 0 | 19.0669 | 0 | 29.4796 | 0
2023 | 6 | 16 | 18 | 53.562 | 0 | 21.0368 | 0 | 32.5252 | 0
2023 | 6 | 16 | 19 | 57.8931 | 0 | 22.7379 | 0 | 35.1553 | 0
2023 | 6 | 16 | 20 | 60.5858 | 0 | 23.7954 | 0 | 36.7904 | 0
2023 | 6 | 16 | 21 | 60.5804 | 0 | 23.7933 | 0 | 36.7871 | 0
2023 | 6 | 16 | 22 | 59.6999 | 0 | 23.4475 | 0 | 36.2524 | 0
2023 | 6 | 16 | 23 | 54.8299 | 0 | 21.5348 | 0 | 33.2951 | 0
2023 | 6 | 16 | 24 | 48.9351 | 0 | 19.2196 | 0 | 29.7156 | 0
2023 | 6 | 17 | 1 | 46.184 | 0 | 18.1391 | 0 | 28.045 | 0
2023 | 6 | 17 | 2 | 42.3813 | 0 | 16.6455 | 0 | 25.7358 | 0
2023 | 6 | 17 | 3 | 40.0917 | 0 | 15.7462 | 0 | 24.3454 | 0
2023 | 6 | 17 | 4 | 38.4046 | 0 | 15.0836 | 0 | 23.321 | 0
2023 | 6 | 17 | 5 | 38.0912 | 0 | 14.9606 | 0 | 23.1307 | 0
2023 | 6 | 17 | 6 | 38.8793 | 0 | 15.2701 | 0 | 23.6092 | 0
2023 | 6 | 17 | 7 | 40.002 | 0 | 15.711 | 0 | 24.291 | 0
2023 | 6 | 17 | 8 | 41.8479 | 0 | 16.436 | 0 | 25.4119 | 0
2023 | 6 | 17 | 9 | 41.8965 | 0 | 16.4551 | 0 | 25.4414 | 0
2023 | 6 | 17 | 10 | 39.2293 | 0 | 15.4075 | 0 | 23.8218 | 0
2023 | 6 | 17 | 11 | 36.3049 | 0 | 14.259 | 0 | 22.0459 | 0
2023 | 6 | 17 | 12 | 35.6689 | 0 | 14.0092 | 0 | 21.6597 | 0
2023 | 6 | 17 | 13 | 35.5405 | 0 | 13.9588 | 0 | 21.5818 | 0
2023 | 6 | 17 | 14 | 36.9339 | 0 | 14.506 | 0 | 22.4279 | 0
2023 | 6 | 17 | 15 | 40.1419 | 0 | 15.766 | 0 | 24.3759 | 0
2023 | 6 | 17 | 16 | 45.1466 | 0 | 17.7316 | 0 | 27.415 | 0
2023 | 6 | 17 | 17 | 52.7618 | 0 | 20.7225 | 0 | 32.0393 | 0
2023 | 6 | 17 | 18 | 63.9354 | 0 | 25.111 | 0 | 38.8244 | 0
2023 | 6 | 17 | 19 | 76.0005 | 0 | 29.8497 | 0 | 46.1509 | 0
2023 | 6 | 17 | 20 | 81.4329 | 1.4329 | 31.9832 | 0 | 49.4496 | 0
2023 | 6 | 17 | 21 | 79.1515 | 0 | 31.0872 | 0 | 48.0643 | 0
2023 | 6 | 17 | 22 | 76.0669 | 0 | 29.8757 | 0 | 46.1912 | 0
2023 | 6 | 17 | 23 | 69.3867 | 0 | 27.2521 | 0 | 42.1347 | 0
2023 | 6 | 17 | 24 | 60.9924 | 0 | 23.9551 | 0 | 37.0373 | 0
2023 | 6 | 18 | 1 | 47.1417 | 0 | 18.5152 | 0 | 28.6265 | 0
2023 | 6 | 18 | 2 | 50.3065 | 0 | 19.7582 | 0 | 30.5483 | 0
2023 | 6 | 18 | 3 | 48.2449 | 0 | 18.9485 | 0 | 29.2964 | 0
2023 | 6 | 18 | 4 | 46.7886 | 0 | 18.3765 | 0 | 28.4121 | 0
2023 | 6 | 18 | 5 | 45.9627 | 0 | 18.0521 | 0 | 27.9106 | 0
2023 | 6 | 18 | 6 | 46.1998 | 0 | 18.1452 | 0 | 28.0545 | 0
2023 | 6 | 18 | 7 | 47.6423 | 0 | 18.7118 | 0 | 28.9305 | 0
2023 | 6 | 18 | 8 | 49.4025 | 0 | 19.4031 | 0 | 29.9994 | 0
2023 | 6 | 18 | 9 | 48.3903 | 0 | 19.0056 | 0 | 29.3847 | 0
2023 | 6 | 18 | 10 | 47.1648 | 0 | 18.5243 | 0 | 28.6405 | 0
2023 | 6 | 18 | 11 | 45.6162 | 0 | 17.916 | 0 | 27.7002 | 0
2023 | 6 | 18 | 12 | 46.1944 | 0 | 18.1431 | 0 | 28.0513 | 0
2023 | 6 | 18 | 13 | 49.6906 | 0 | 19.5163 | 0 | 30.1743 | 0
2023 | 6 | 18 | 14 | 51.4123 | 0 | 20.1925 | 0 | 31.2198 | 0
2023 | 6 | 18 | 15 | 53.9684 | 0 | 21.1964 | 0 | 32.772 | 0
2023 | 6 | 18 | 16 | 57.5851 | 0 | 22.6169 | 0 | 34.9682 | 0
2023 | 6 | 18 | 17 | 65.0608 | 0 | 25.553 | 0 | 39.5078 | 0
2023 | 6 | 18 | 18 | 73.9626 | 0 | 29.0493 | 0 | 44.9133 | 0
2023 | 6 | 18 | 19 | 77.2623 | 0 | 30.3452 | 0 | 46.9171 | 0
2023 | 6 | 18 | 20 | 80.2155 | 0.21545 | 31.5051 | 0 | 48.7104 | 0
2023 | 6 | 18 | 21 | 78.7539 | 0 | 30.9311 | 0 | 47.8228 | 0
2023 | 6 | 18 | 22 | 76.535 | 0 | 30.0596 | 0 | 46.4754 | 0
2023 | 6 | 18 | 23 | 69.95 | 0 | 27.4733 | 0 | 42.4767 | 0
2023 | 6 | 18 | 24 | 61.7197 | 0 | 24.2408 | 0 | 37.4789 | 0
2023 | 6 | 19 | 1 | 56.3289 | 0 | 22.1235 | 0 | 34.2054 | 0
2023 | 6 | 19 | 2 | 56.6349 | 0 | 22.2437 | 0 | 34.3912 | 0
2023 | 6 | 19 | 3 | 54.7235 | 0 | 21.493 | 0 | 33.2305 | 0
2023 | 6 | 19 | 4 | 53.2747 | 0 | 20.9239 | 0 | 32.3507 | 0
2023 | 6 | 19 | 5 | 52.9502 | 0 | 20.7965 | 0 | 32.1537 | 0
2023 | 6 | 19 | 6 | 54.4333 | 0 | 21.379 | 0 | 33.0543 | 0
2023 | 6 | 19 | 7 | 56.8021 | 0 | 22.3094 | 0 | 34.4928 | 0
2023 | 6 | 19 | 8 | 60.9979 | 0 | 23.9573 | 0 | 37.0406 | 0
2023 | 6 | 19 | 9 | 59.8872 | 0 | 23.521 | 0 | 36.3661 | 0
2023 | 6 | 19 | 10 | 56.9485 | 0 | 22.3669 | 0 | 34.5816 | 0
2023 | 6 | 19 | 11 | 55.606 | 0 | 21.8396 | 0 | 33.7664 | 0
2023 | 6 | 19 | 12 | 56.8827 | 0 | 22.341 | 0 | 34.5417 | 0
2023 | 6 | 19 | 13 | 51.3184 | 0 | 20.1556 | 0 | 31.1628 | 0
2023 | 6 | 19 | 14 | 53.1892 | 0 | 20.8904 | 0 | 32.2988 | 0
2023 | 6 | 19 | 15 | 57.3029 | 0 | 22.5061 | 0 | 34.7968 | 0
2023 | 6 | 19 | 16 | 63.2934 | 0 | 24.8589 | 0 | 38.4346 | 0
2023 | 6 | 19 | 17 | 72.3447 | 0 | 28.4138 | 0 | 43.9309 | 0
2023 | 6 | 19 | 18 | 81.8501 | 1.8501 | 32.1471 | 0 | 49.703 | 0
2023 | 6 | 19 | 19 | 88.4807 | 8.4807 | 34.7513 | 0 | 53.7293 | 0
2023 | 6 | 19 | 20 | 93.2402 | 13.2402 | 36.6206 | 0 | 56.6195 | 0
2023 | 6 | 19 | 21 | 91.0791 | 11.0791 | 35.7719 | 0 | 55.3073 | 0
2023 | 6 | 19 | 22 | 87.759 | 7.759 | 34.4679 | 0 | 53.2911 | 0
2023 | 6 | 19 | 23 | 79.5596 | 0 | 31.2475 | 0 | 48.3121 | 0
2023 | 6 | 19 | 24 | 70.0862 | 0 | 27.5268 | 0 | 42.5594 | 0
2023 | 6 | 20 | 1 | 63.6011 | 0 | 24.9797 | 0 | 38.6214 | 0
2023 | 6 | 20 | 2 | 57.4232 | 0 | 22.5533 | 0 | 34.8699 | 0
2023 | 6 | 20 | 3 | 54.8234 | 0 | 21.5322 | 0 | 33.2912 | 0
2023 | 6 | 20 | 4 | 52.9178 | 0 | 20.7838 | 0 | 32.134 | 0
2023 | 6 | 20 | 5 | 52.4608 | 0 | 20.6043 | 0 | 31.8565 | 0
2023 | 6 | 20 | 6 | 53.9987 | 0 | 21.2083 | 0 | 32.7904 | 0
2023 | 6 | 20 | 7 | 53.8036 | 0 | 21.1317 | 0 | 32.6719 | 0
2023 | 6 | 20 | 8 | 58.6075 | 0 | 23.0184 | 0 | 35.589 | 0
2023 | 6 | 20 | 9 | 59.9787 | 0 | 23.557 | 0 | 36.4217 | 0
2023 | 6 | 20 | 10 | 58.8996 | 0 | 23.1332 | 0 | 35.7664 | 0
2023 | 6 | 20 | 11 | 58.6514 | 0 | 23.0357 | 0 | 35.6157 | 0
2023 | 6 | 20 | 12 | 59.8759 | 0 | 23.5166 | 0 | 36.3593 | 0
2023 | 6 | 20 | 13 | 58.7026 | 0 | 23.0558 | 0 | 35.6468 | 0
2023 | 6 | 20 | 14 | 59.3882 | 0 | 23.3251 | 0 | 36.0631 | 0
2023 | 6 | 20 | 15 | 62.6037 | 0 | 24.588 | 0 | 38.0157 | 0
2023 | 6 | 20 | 16 | 66.3087 | 0 | 26.0431 | 0 | 40.2655 | 0
2023 | 6 | 20 | 17 | 73.0825 | 0 | 28.7036 | 0 | 44.3789 | 0
2023 | 6 | 20 | 18 | 79.1803 | 0 | 31.0985 | 0 | 48.0818 | 0
2023 | 6 | 20 | 19 | 87.6865 | 7.6865 | 34.4394 | 0 | 53.2471 | 0
2023 | 6 | 20 | 20 | 90.8326 | 10.8326 | 35.6751 | 0 | 55.1576 | 0
2023 | 6 | 20 | 21 | 88.947 | 8.947 | 34.9345 | 0 | 54.0125 | 0
2023 | 6 | 20 | 22 | 86.0499 | 6.0499 | 33.7966 | 0 | 52.2533 | 0
2023 | 6 | 20 | 23 | 78.022 | 0 | 30.6436 | 0 | 47.3784 | 0
2023 | 6 | 20 | 24 | 68.3515 | 0 | 26.8455 | 0 | 41.506 | 0
2023 | 6 | 21 | 1 | 64.5524 | 0 | 25.3534 | 0 | 39.1991 | 0
2023 | 6 | 21 | 2 | 55.951 | 0 | 21.9751 | 0 | 33.9759 | 0
2023 | 6 | 21 | 3 | 53.6042 | 0 | 21.0534 | 0 | 32.5508 | 0
2023 | 6 | 21 | 4 | 52.1056 | 0 | 20.4648 | 0 | 31.6408 | 0
2023 | 6 | 21 | 5 | 51.6474 | 0 | 20.2848 | 0 | 31.3626 | 0
2023 | 6 | 21 | 6 | 52.5055 | 0 | 20.6219 | 0 | 31.8837 | 0
2023 | 6 | 21 | 7 | 55.2569 | 0 | 21.7025 | 0 | 33.5544 | 0
2023 | 6 | 21 | 8 | 59.121 | 0 | 23.2201 | 0 | 35.9009 | 0
2023 | 6 | 21 | 9 | 56.4669 | 0 | 22.1777 | 0 | 34.2892 | 0
2023 | 6 | 21 | 10 | 51.876 | 0 | 20.3746 | 0 | 31.5014 | 0
2023 | 6 | 21 | 11 | 47.8062 | 0 | 18.7762 | 0 | 29.03 | 0
2023 | 6 | 21 | 12 | 46.7643 | 0 | 18.367 | 0 | 28.3973 | 0
2023 | 6 | 21 | 13 | 47.8287 | 0 | 18.785 | 0 | 29.0437 | 0
2023 | 6 | 21 | 14 | 48.6481 | 0 | 19.1068 | 0 | 29.5412 | 0
2023 | 6 | 21 | 15 | 49.3432 | 0 | 19.3798 | 0 | 29.9634 | 0
2023 | 6 | 21 | 16 | 51.5669 | 0 | 20.2532 | 0 | 31.3137 | 0
2023 | 6 | 21 | 17 | 59.0243 | 0 | 23.1821 | 0 | 35.8421 | 0
2023 | 6 | 21 | 18 | 66.3652 | 0 | 26.0654 | 0 | 40.2999 | 0
2023 | 6 | 21 | 19 | 74.0386 | 0 | 29.0791 | 0 | 44.9595 | 0
2023 | 6 | 21 | 20 | 78.7664 | 0 | 30.936 | 0 | 47.8304 | 0
2023 | 6 | 21 | 21 | 78.1226 | 0 | 30.6831 | 0 | 47.4395 | 0
2023 | 6 | 21 | 22 | 75.6074 | 0 | 29.6953 | 0 | 45.9121 | 0
2023 | 6 | 21 | 23 | 67.9402 | 0 | 26.6839 | 0 | 41.2563 | 0
2023 | 6 | 21 | 24 | 59.9538 | 0 | 23.5472 | 0 | 36.4066 | 0
2023 | 6 | 22 | 1 | 50.2974 | 0 | 19.7546 | 0 | 30.5428 | 0
2023 | 6 | 22 | 2 | 51.6335 | 0 | 20.2794 | 0 | 31.3541 | 0
2023 | 6 | 22 | 3 | 50.1775 | 0 | 19.7075 | 0 | 30.47 | 0
2023 | 6 | 22 | 4 | 48.8666 | 0 | 19.1927 | 0 | 29.6739 | 0
2023 | 6 | 22 | 5 | 48.5485 | 0 | 19.0677 | 0 | 29.4808 | 0
2023 | 6 | 22 | 6 | 49.3879 | 0 | 19.3974 | 0 | 29.9905 | 0
2023 | 6 | 22 | 7 | 44.3414 | 0 | 17.4154 | 0 | 26.9261 | 0
2023 | 6 | 22 | 8 | 47.4313 | 0 | 18.6289 | 0 | 28.8024 | 0
2023 | 6 | 22 | 9 | 44.7397 | 0 | 17.5718 | 0 | 27.1679 | 0
2023 | 6 | 22 | 10 | 39.1624 | 0 | 15.3813 | 0 | 23.7812 | 0
2023 | 6 | 22 | 11 | 34.6556 | 0 | 13.6112 | 0 | 21.0444 | 0
2023 | 6 | 22 | 12 | 33.6899 | 0 | 13.2319 | 0 | 20.458 | 0
2023 | 6 | 22 | 13 | 33.6262 | 0 | 13.2069 | 0 | 20.4193 | 0
2023 | 6 | 22 | 14 | 35.4542 | 0 | 13.9249 | 0 | 21.5294 | 0
2023 | 6 | 22 | 15 | 38.0364 | 0 | 14.939 | 0 | 23.0974 | 0
2023 | 6 | 22 | 16 | 43.9574 | 0 | 17.2646 | 0 | 26.6929 | 0
2023 | 6 | 22 | 17 | 52.4534 | 0 | 20.6014 | 0 | 31.852 | 0
2023 | 6 | 22 | 18 | 61.2001 | 0 | 24.0367 | 0 | 37.1634 | 0
2023 | 6 | 22 | 19 | 67.8522 | 0 | 26.6494 | 0 | 41.2028 | 0
2023 | 6 | 22 | 20 | 72.59 | 0 | 28.5102 | 0 | 44.0798 | 0
2023 | 6 | 22 | 21 | 71.6746 | 0 | 28.1506 | 0 | 43.524 | 0
2023 | 6 | 22 | 22 | 69.3407 | 0 | 27.234 | 0 | 42.1067 | 0
2023 | 6 | 22 | 23 | 61.9379 | 0 | 24.3265 | 0 | 37.6114 | 0
2023 | 6 | 22 | 24 | 54.837 | 0 | 21.5376 | 0 | 33.2995 | 0
2023 | 6 | 23 | 1 | 50.3373 | 0 | 19.7703 | 0 | 30.567 | 0
2023 | 6 | 23 | 2 | 45.4041 | 0 | 17.8327 | 0 | 27.5713 | 0
2023 | 6 | 23 | 3 | 43.8277 | 0 | 17.2136 | 0 | 26.6141 | 0
2023 | 6 | 23 | 4 | 43.0408 | 0 | 16.9045 | 0 | 26.1363 | 0
2023 | 6 | 23 | 5 | 43.0187 | 0 | 16.8958 | 0 | 26.1228 | 0
2023 | 6 | 23 | 6 | 44.2387 | 0 | 17.375 | 0 | 26.8637 | 0
2023 | 6 | 23 | 7 | 45.9259 | 0 | 18.0377 | 0 | 27.8883 | 0
2023 | 6 | 23 | 8 | 48.2539 | 0 | 18.952 | 0 | 29.3019 | 0
2023 | 6 | 23 | 9 | 46.659 | 0 | 18.3256 | 0 | 28.3334 | 0
2023 | 6 | 23 | 10 | 43.7468 | 0 | 17.1818 | 0 | 26.565 | 0
2023 | 6 | 23 | 11 | 41.084 | 0 | 16.136 | 0 | 24.948 | 0
2023 | 6 | 23 | 12 | 37.8805 | 0 | 14.8778 | 0 | 23.0027 | 0
2023 | 6 | 23 | 13 | 41.1077 | 0 | 16.1453 | 0 | 24.9624 | 0
2023 | 6 | 23 | 14 | 42.0445 | 0 | 16.5132 | 0 | 25.5313 | 0
2023 | 6 | 23 | 15 | 44.4717 | 0 | 17.4665 | 0 | 27.0051 | 0
2023 | 6 | 23 | 16 | 47.6589 | 0 | 18.7183 | 0 | 28.9406 | 0
2023 | 6 | 23 | 17 | 51.7239 | 0 | 20.3149 | 0 | 31.409 | 0
2023 | 6 | 23 | 18 | 56.482 | 0 | 22.1836 | 0 | 34.2983 | 0
2023 | 6 | 23 | 19 | 57.2259 | 0 | 22.4758 | 0 | 34.7501 | 0
2023 | 6 | 23 | 20 | 64.7976 | 0 | 25.4497 | 0 | 39.348 | 0
2023 | 6 | 23 | 21 | 65.7417 | 0 | 25.8205 | 0 | 39.9213 | 0
2023 | 6 | 23 | 22 | 65.699 | 0 | 25.8037 | 0 | 39.8953 | 0
2023 | 6 | 23 | 23 | 60.0557 | 0 | 23.5872 | 0 | 36.4685 | 0
2023 | 6 | 23 | 24 | 53.3402 | 0 | 20.9497 | 0 | 32.3905 | 0
2023 | 6 | 24 | 1 | 46.8024 | 0 | 18.3819 | 0 | 28.4205 | 0
2023 | 6 | 24 | 2 | 42.0073 | 0 | 16.4986 | 0 | 25.5087 | 0
2023 | 6 | 24 | 3 | 40.1626 | 0 | 15.7741 | 0 | 24.3885 | 0
2023 | 6 | 24 | 4 | 38.867 | 0 | 15.2653 | 0 | 23.6018 | 0
2023 | 6 | 24 | 5 | 38.8882 | 0 | 15.2736 | 0 | 23.6146 | 0
2023 | 6 | 24 | 6 | 39.5121 | 0 | 15.5186 | 0 | 23.9935 | 0
2023 | 6 | 24 | 7 | 38.6877 | 0 | 15.1948 | 0 | 23.4929 | 0
2023 | 6 | 24 | 8 | 40.2486 | 0 | 15.8079 | 0 | 24.4407 | 0
2023 | 6 | 24 | 9 | 39.097 | 0 | 15.3556 | 0 | 23.7414 | 0
2023 | 6 | 24 | 10 | 36.3925 | 0 | 14.2934 | 0 | 22.0991 | 0
2023 | 6 | 24 | 11 | 32.7061 | 0 | 12.8455 | 0 | 19.8606 | 0
2023 | 6 | 24 | 12 | 31.4768 | 0 | 12.3627 | 0 | 19.1141 | 0
2023 | 6 | 24 | 13 | 32.2304 | 0 | 12.6587 | 0 | 19.5717 | 0
2023 | 6 | 24 | 14 | 33.885 | 0 | 13.3085 | 0 | 20.5764 | 0
2023 | 6 | 24 | 15 | 37.6714 | 0 | 14.7957 | 0 | 22.8757 | 0
2023 | 6 | 24 | 16 | 42.8979 | 0 | 16.8484 | 0 | 26.0495 | 0
2023 | 6 | 24 | 17 | 51.2469 | 0 | 20.1275 | 0 | 31.1194 | 0
2023 | 6 | 24 | 18 | 62.0508 | 0 | 24.3708 | 0 | 37.68 | 0
2023 | 6 | 24 | 19 | 67.1009 | 0 | 26.3543 | 0 | 40.7466 | 0
2023 | 6 | 24 | 20 | 73.072 | 0 | 28.6995 | 0 | 44.3725 | 0
2023 | 6 | 24 | 21 | 71.542 | 0 | 28.0985 | 0 | 43.4434 | 0
2023 | 6 | 24 | 22 | 69.0088 | 0 | 27.1036 | 0 | 41.9052 | 0
2023 | 6 | 24 | 23 | 62.979 | 0 | 24.7354 | 0 | 38.2436 | 0
2023 | 6 | 24 | 24 | 55.2528 | 0 | 21.7009 | 0 | 33.5519 | 0
2023 | 6 | 25 | 1 | 46.258 | 0 | 18.1681 | 0 | 28.0899 | 0
2023 | 6 | 25 | 2 | 45.906 | 0 | 18.0299 | 0 | 27.8761 | 0
2023 | 6 | 25 | 3 | 44.4296 | 0 | 17.45 | 0 | 26.9796 | 0
2023 | 6 | 25 | 4 | 43.1341 | 0 | 16.9412 | 0 | 26.1929 | 0
2023 | 6 | 25 | 5 | 42.4723 | 0 | 16.6812 | 0 | 25.791 | 0
2023 | 6 | 25 | 6 | 43.0258 | 0 | 16.8986 | 0 | 26.1272 | 0
2023 | 6 | 25 | 7 | 40.8901 | 0 | 16.0598 | 0 | 24.8303 | 0
2023 | 6 | 25 | 8 | 42.5477 | 0 | 16.7109 | 0 | 25.8368 | 0
2023 | 6 | 25 | 9 | 41.8651 | 0 | 16.4428 | 0 | 25.4223 | 0
2023 | 6 | 25 | 10 | 39.8556 | 0 | 15.6535 | 0 | 24.2021 | 0
2023 | 6 | 25 | 11 | 36.9065 | 0 | 14.4953 | 0 | 22.4113 | 0
2023 | 6 | 25 | 12 | 36.6203 | 0 | 14.3828 | 0 | 22.2375 | 0
2023 | 6 | 25 | 13 | 34.898 | 0 | 13.7064 | 0 | 21.1916 | 0
2023 | 6 | 25 | 14 | 36.3421 | 0 | 14.2736 | 0 | 22.0685 | 0
2023 | 6 | 25 | 15 | 39.4825 | 0 | 15.507 | 0 | 23.9755 | 0
2023 | 6 | 25 | 16 | 44.995 | 0 | 17.6721 | 0 | 27.323 | 0
2023 | 6 | 25 | 17 | 54.098 | 0 | 21.2473 | 0 | 32.8507 | 0
2023 | 6 | 25 | 18 | 65.6036 | 0 | 25.7662 | 0 | 39.8374 | 0
2023 | 6 | 25 | 19 | 73.8698 | 0 | 29.0128 | 0 | 44.857 | 0
2023 | 6 | 25 | 20 | 78.9845 | 0 | 31.0217 | 0 | 47.9629 | 0
2023 | 6 | 25 | 21 | 77.6655 | 0 | 30.5036 | 0 | 47.1619 | 0
2023 | 6 | 25 | 22 | 75.1384 | 0 | 29.5111 | 0 | 45.6273 | 0
2023 | 6 | 25 | 23 | 68.5087 | 0 | 26.9072 | 0 | 41.6015 | 0
2023 | 6 | 25 | 24 | 60.2239 | 0 | 23.6533 | 0 | 36.5706 | 0
2023 | 6 | 26 | 1 | 52.3053 | 0 | 20.5432 | 0 | 31.7621 | 0
2023 | 6 | 26 | 2 | 52.5514 | 0 | 20.6399 | 0 | 31.9115 | 0
2023 | 6 | 26 | 3 | 50.9 | 0 | 19.9913 | 0 | 30.9087 | 0
2023 | 6 | 26 | 4 | 49.5819 | 0 | 19.4736 | 0 | 30.1083 | 0
2023 | 6 | 26 | 5 | 49.666 | 0 | 19.5066 | 0 | 30.1594 | 0
2023 | 6 | 26 | 6 | 51.4781 | 0 | 20.2183 | 0 | 31.2598 | 0
2023 | 6 | 26 | 7 | 50.082 | 0 | 19.67 | 0 | 30.412 | 0
2023 | 6 | 26 | 8 | 54.3574 | 0 | 21.3492 | 0 | 33.0082 | 0
2023 | 6 | 26 | 9 | 53.7091 | 0 | 21.0946 | 0 | 32.6145 | 0
2023 | 6 | 26 | 10 | 50.6302 | 0 | 19.8853 | 0 | 30.7449 | 0
2023 | 6 | 26 | 11 | 48.9459 | 0 | 19.2238 | 0 | 29.7221 | 0
2023 | 6 | 26 | 12 | 49.3308 | 0 | 19.375 | 0 | 29.9558 | 0
2023 | 6 | 26 | 13 | 58.7858 | 0 | 23.0885 | 0 | 35.6973 | 0
2023 | 6 | 26 | 14 | 60.0152 | 0 | 23.5713 | 0 | 36.4439 | 0
2023 | 6 | 26 | 15 | 63.5355 | 0 | 24.954 | 0 | 38.5816 | 0
2023 | 6 | 26 | 16 | 67.9983 | 0 | 26.7067 | 0 | 41.2915 | 0
2023 | 6 | 26 | 17 | 74.4733 | 0 | 29.2498 | 0 | 45.2234 | 0
2023 | 6 | 26 | 18 | 80.8134 | 0.81338 | 31.7399 | 0 | 49.0734 | 0
2023 | 6 | 26 | 19 | 83.7824 | 3.7824 | 32.906 | 0 | 50.8763 | 0
2023 | 6 | 26 | 20 | 85.7369 | 5.7369 | 33.6737 | 0 | 52.0632 | 0
2023 | 6 | 26 | 21 | 84.4129 | 4.4129 | 33.1537 | 0 | 51.2592 | 0
2023 | 6 | 26 | 22 | 82.1595 | 2.1595 | 32.2686 | 0 | 49.8908 | 0
2023 | 6 | 26 | 23 | 75.5408 | 0 | 29.6691 | 0 | 45.8717 | 0
2023 | 6 | 26 | 24 | 67.0671 | 0 | 26.341 | 0 | 40.7261 | 0
2023 | 6 | 27 | 1 | 63.1439 | 0 | 24.8002 | 0 | 38.3438 | 0
2023 | 6 | 27 | 2 | 56.9741 | 0 | 22.3769 | 0 | 34.5972 | 0
2023 | 6 | 27 | 3 | 54.5217 | 0 | 21.4137 | 0 | 33.108 | 0
2023 | 6 | 27 | 4 | 52.911 | 0 | 20.7811 | 0 | 32.1299 | 0
2023 | 6 | 27 | 5 | 52.5243 | 0 | 20.6292 | 0 | 31.8951 | 0
2023 | 6 | 27 | 6 | 53.9391 | 0 | 21.1849 | 0 | 32.7542 | 0
2023 | 6 | 27 | 7 | 58.6314 | 0 | 23.0279 | 0 | 35.6036 | 0
2023 | 6 | 27 | 8 | 63.0203 | 0 | 24.7516 | 0 | 38.2687 | 0
2023 | 6 | 27 | 9 | 62.6736 | 0 | 24.6154 | 0 | 38.0582 | 0
2023 | 6 | 27 | 10 | 60.4028 | 0 | 23.7236 | 0 | 36.6792 | 0
2023 | 6 | 27 | 11 | 59.2362 | 0 | 23.2654 | 0 | 35.9708 | 0
2023 | 6 | 27 | 12 | 60.0868 | 0 | 23.5995 | 0 | 36.4874 | 0
2023 | 6 | 27 | 13 | 54.7471 | 0 | 21.5023 | 0 | 33.2448 | 0
2023 | 6 | 27 | 14 | 55.6445 | 0 | 21.8547 | 0 | 33.7898 | 0
2023 | 6 | 27 | 15 | 59.5083 | 0 | 23.3722 | 0 | 36.136 | 0
2023 | 6 | 27 | 16 | 64.5114 | 0 | 25.3372 | 0 | 39.1741 | 0
2023 | 6 | 27 | 17 | 73.3082 | 0 | 28.7922 | 0 | 44.5159 | 0
2023 | 6 | 27 | 18 | 82.3843 | 2.3843 | 32.3569 | 0 | 50.0274 | 0
2023 | 6 | 27 | 19 | 89.6062 | 9.6062 | 35.1934 | 0 | 54.4128 | 0
2023 | 6 | 27 | 20 | 93.6843 | 13.6843 | 36.7951 | 0 | 56.8892 | 0
2023 | 6 | 27 | 21 | 91.8284 | 11.8284 | 36.0662 | 0 | 55.7623 | 0
2023 | 6 | 27 | 22 | 88.5731 | 8.5731 | 34.7876 | 0 | 53.7855 | 0
2023 | 6 | 27 | 23 | 80.2768 | 0.27682 | 31.5292 | 0 | 48.7476 | 0
2023 | 6 | 27 | 24 | 70.4521 | 0 | 27.6705 | 0 | 42.7816 | 0
2023 | 6 | 28 | 1 | 61.4598 | 0 | 24.1387 | 0 | 37.3211 | 0
2023 | 6 | 28 | 2 | 56.0919 | 0 | 22.0304 | 0 | 34.0614 | 0
2023 | 6 | 28 | 3 | 54.1471 | 0 | 21.2666 | 0 | 32.8805 | 0
2023 | 6 | 28 | 4 | 52.8002 | 0 | 20.7376 | 0 | 32.0626 | 0
2023 | 6 | 28 | 5 | 52.4856 | 0 | 20.6141 | 0 | 31.8716 | 0
2023 | 6 | 28 | 6 | 53.1569 | 0 | 20.8777 | 0 | 32.2792 | 0
2023 | 6 | 28 | 7 | 55.4729 | 0 | 21.7873 | 0 | 33.6856 | 0
2023 | 6 | 28 | 8 | 59.9986 | 0 | 23.5648 | 0 | 36.4338 | 0
2023 | 6 | 28 | 9 | 61.6062 | 0 | 24.1962 | 0 | 37.41 | 0
2023 | 6 | 28 | 10 | 61.6634 | 0 | 24.2187 | 0 | 37.4447 | 0
2023 | 6 | 28 | 11 | 60.1659 | 0 | 23.6305 | 0 | 36.5354 | 0
2023 | 6 | 28 | 12 | 58.55 | 0 | 22.9959 | 0 | 35.5542 | 0
2023 | 6 | 28 | 13 | 50.0771 | 0 | 19.6681 | 0 | 30.409 | 0
2023 | 6 | 28 | 14 | 50.5105 | 0 | 19.8383 | 0 | 30.6722 | 0
2023 | 6 | 28 | 15 | 50.7845 | 0 | 19.9459 | 0 | 30.8386 | 0
2023 | 6 | 28 | 16 | 52.1942 | 0 | 20.4996 | 0 | 31.6946 | 0
2023 | 6 | 28 | 17 | 58.3867 | 0 | 22.9317 | 0 | 35.455 | 0
2023 | 6 | 28 | 18 | 64.2153 | 0 | 25.221 | 0 | 38.9944 | 0
2023 | 6 | 28 | 19 | 69.3901 | 0 | 27.2534 | 0 | 42.1367 | 0
2023 | 6 | 28 | 20 | 72.0169 | 0 | 28.2851 | 0 | 43.7318 | 0
2023 | 6 | 28 | 21 | 71.8341 | 0 | 28.2133 | 0 | 43.6208 | 0
2023 | 6 | 28 | 22 | 69.8319 | 0 | 27.4269 | 0 | 42.405 | 0
2023 | 6 | 28 | 23 | 63.2231 | 0 | 24.8312 | 0 | 38.3918 | 0
2023 | 6 | 28 | 24 | 56.3287 | 0 | 22.1234 | 0 | 34.2052 | 0
2023 | 6 | 29 | 1 | 49.3497 | 0 | 19.3824 | 0 | 29.9673 | 0
2023 | 6 | 29 | 2 | 48.8912 | 0 | 19.2023 | 0 | 29.6889 | 0
2023 | 6 | 29 | 3 | 47.3399 | 0 | 18.593 | 0 | 28.7469 | 0
2023 | 6 | 29 | 4 | 45.9624 | 0 | 18.052 | 0 | 27.9104 | 0
2023 | 6 | 29 | 5 | 45.7813 | 0 | 17.9809 | 0 | 27.8004 | 0
2023 | 6 | 29 | 6 | 47.0336 | 0 | 18.4727 | 0 | 28.5608 | 0
2023 | 6 | 29 | 7 | 48.1946 | 0 | 18.9287 | 0 | 29.2659 | 0
2023 | 6 | 29 | 8 | 51.3113 | 0 | 20.1528 | 0 | 31.1585 | 0
2023 | 6 | 29 | 9 | 49.4838 | 0 | 19.4351 | 0 | 30.0487 | 0
2023 | 6 | 29 | 10 | 45.2852 | 0 | 17.786 | 0 | 27.4992 | 0
2023 | 6 | 29 | 11 | 42.1241 | 0 | 16.5445 | 0 | 25.5796 | 0
2023 | 6 | 29 | 12 | 41.7094 | 0 | 16.3816 | 0 | 25.3278 | 0
2023 | 6 | 29 | 13 | 37.7427 | 0 | 14.8237 | 0 | 22.919 | 0
2023 | 6 | 29 | 14 | 39.6559 | 0 | 15.5751 | 0 | 24.0808 | 0
2023 | 6 | 29 | 15 | 42.7447 | 0 | 16.7882 | 0 | 25.9565 | 0
2023 | 6 | 29 | 16 | 48.542 | 0 | 19.0651 | 0 | 29.4768 | 0
2023 | 6 | 29 | 17 | 56.2542 | 0 | 22.0942 | 0 | 34.16 | 0
2023 | 6 | 29 | 18 | 64.6058 | 0 | 25.3743 | 0 | 39.2315 | 0
2023 | 6 | 29 | 19 | 70.8674 | 0 | 27.8336 | 0 | 43.0338 | 0
2023 | 6 | 29 | 20 | 76.4655 | 0 | 30.0323 | 0 | 46.4332 | 0
2023 | 6 | 29 | 21 | 75.2168 | 0 | 29.5419 | 0 | 45.675 | 0
2023 | 6 | 29 | 22 | 72.6267 | 0 | 28.5246 | 0 | 44.1021 | 0
2023 | 6 | 29 | 23 | 64.7515 | 0 | 25.4315 | 0 | 39.3199 | 0
2023 | 6 | 29 | 24 | 57.0335 | 0 | 22.4003 | 0 | 34.6333 | 0
2023 | 6 | 30 | 1 | 51.504 | 0 | 20.2285 | 0 | 31.2755 | 0
2023 | 6 | 30 | 2 | 51.4932 | 0 | 20.2243 | 0 | 31.2689 | 0
2023 | 6 | 30 | 3 | 49.8783 | 0 | 19.59 | 0 | 30.2883 | 0
2023 | 6 | 30 | 4 | 49.0044 | 0 | 19.2468 | 0 | 29.7576 | 0
2023 | 6 | 30 | 5 | 48.7719 | 0 | 19.1554 | 0 | 29.6164 | 0
2023 | 6 | 30 | 6 | 50.0994 | 0 | 19.6768 | 0 | 30.4225 | 0
2023 | 6 | 30 | 7 | 51.4659 | 0 | 20.2136 | 0 | 31.2524 | 0
2023 | 6 | 30 | 8 | 54.2719 | 0 | 21.3156 | 0 | 32.9563 | 0
2023 | 6 | 30 | 9 | 52.2954 | 0 | 20.5393 | 0 | 31.7561 | 0
2023 | 6 | 30 | 10 | 48.813 | 0 | 19.1716 | 0 | 29.6414 | 0
2023 | 6 | 30 | 11 | 45.4491 | 0 | 17.8504 | 0 | 27.5987 | 0
2023 | 6 | 30 | 12 | 42.4856 | 0 | 16.6865 | 0 | 25.7991 | 0
2023 | 6 | 30 | 13 | 39.1076 | 0 | 15.3597 | 0 | 23.7478 | 0
2023 | 6 | 30 | 14 | 40.4496 | 0 | 15.8868 | 0 | 24.5628 | 0
2023 | 6 | 30 | 15 | 43.435 | 0 | 17.0594 | 0 | 26.3757 | 0
2023 | 6 | 30 | 16 | 48.0368 | 0 | 18.8668 | 0 | 29.1701 | 0
2023 | 6 | 30 | 17 | 55.069 | 0 | 21.6287 | 0 | 33.4403 | 0
2023 | 6 | 30 | 18 | 62.8503 | 0 | 24.6848 | 0 | 38.1655 | 0
2023 | 6 | 30 | 19 | 70.5902 | 0 | 27.7247 | 0 | 42.8655 | 0
2023 | 6 | 30 | 20 | 76.5072 | 0 | 30.0487 | 0 | 46.4586 | 0
2023 | 6 | 30 | 21 | 75.1631 | 0 | 29.5208 | 0 | 45.6423 | 0
2023 | 6 | 30 | 22 | 72.9974 | 0 | 28.6702 | 0 | 44.3273 | 0
2023 | 6 | 30 | 23 | 65.5754 | 0 | 25.7551 | 0 | 39.8203 | 0
2023 | 6 | 30 | 24 | 57.6282 | 0 | 22.6338 | 0 | 34.9944 | 0
2023 | 7 | 1 | 1 | 51.4365 | 0 | 20.202 | 0 | 31.2345 | 0
2023 | 7 | 1 | 2 | 48.5762 | 0 | 19.0786 | 0 | 29.4976 | 0
2023 | 7 | 1 | 3 | 48.2185 | 0 | 18.9381 | 0 | 29.2804 | 0
2023 | 7 | 1 | 4 | 46.142 | 0 | 18.1226 | 0 | 28.0195 | 0
2023 | 7 | 1 | 5 | 48.5882 | 0 | 19.0833 | 0 | 29.5049 | 0
2023 | 7 | 1 | 6 | 47.2322 | 0 | 18.5507 | 0 | 28.6815 | 0
2023 | 7 | 1 | 7 | 42.8491 | 0 | 16.8292 | 0 | 26.0198 | 0
2023 | 7 | 1 | 8 | 42.9541 | 0 | 16.8705 | 0 | 26.0836 | 0
2023 | 7 | 1 | 9 | 48.5516 | 0 | 19.0689 | 0 | 29.4826 | 0
2023 | 7 | 1 | 10 | 51.4548 | 0 | 20.2092 | 0 | 31.2456 | 0
2023 | 7 | 1 | 11 | 52.1196 | 0 | 20.4703 | 0 | 31.6493 | 0
2023 | 7 | 1 | 12 | 50.5938 | 0 | 19.871 | 0 | 30.7228 | 0
2023 | 7 | 1 | 13 | 37.4072 | 0 | 14.6919 | 0 | 22.7153 | 0
2023 | 7 | 1 | 14 | 32.5041 | 0 | 12.7662 | 0 | 19.7379 | 0
2023 | 7 | 1 | 15 | 33.1486 | 0 | 13.0193 | 0 | 20.1293 | 0
2023 | 7 | 1 | 16 | 35.9295 | 0 | 14.1115 | 0 | 21.818 | 0
2023 | 7 | 1 | 17 | 42.3054 | 0 | 16.6157 | 0 | 25.6897 | 0
2023 | 7 | 1 | 18 | 46.0937 | 0 | 18.1036 | 0 | 27.9901 | 0
2023 | 7 | 1 | 19 | 50.1578 | 0 | 19.6998 | 0 | 30.458 | 0
2023 | 7 | 1 | 20 | 57.6156 | 0 | 22.6289 | 0 | 34.9867 | 0
2023 | 7 | 1 | 21 | 57.0422 | 0 | 22.4036 | 0 | 34.6385 | 0
2023 | 7 | 1 | 22 | 53.192 | 0 | 20.8915 | 0 | 32.3005 | 0
2023 | 7 | 1 | 23 | 49.2164 | 0 | 19.3301 | 0 | 29.8864 | 0
2023 | 7 | 1 | 24 | 46.2567 | 0 | 18.1676 | 0 | 28.0891 | 0
2023 | 7 | 2 | 1 | 44.274 | 0 | 17.3889 | 0 | 26.8851 | 0
2023 | 7 | 2 | 2 | 34.7587 | 0 | 13.6517 | 0 | 21.107 | 0
2023 | 7 | 2 | 3 | 31.5265 | 0 | 12.3822 | 0 | 19.1443 | 0
2023 | 7 | 2 | 4 | 31.6055 | 0 | 12.4132 | 0 | 19.1922 | 0
2023 | 7 | 2 | 5 | 27.2851 | 0 | 10.7164 | 0 | 16.5687 | 0
2023 | 7 | 2 | 6 | 29.6153 | 0 | 11.6316 | 0 | 17.9837 | 0
2023 | 7 | 2 | 7 | 32.4065 | 0 | 12.7278 | 0 | 19.6786 | 0
2023 | 7 | 2 | 8 | 34.0621 | 0 | 13.3781 | 0 | 20.684 | 0
2023 | 7 | 2 | 9 | 32.3036 | 0 | 12.6874 | 0 | 19.6161 | 0
2023 | 7 | 2 | 10 | 32.2085 | 0 | 12.6501 | 0 | 19.5584 | 0
2023 | 7 | 2 | 11 | 27.0928 | 0 | 10.6409 | 0 | 16.4519 | 0
2023 | 7 | 2 | 12 | 26.8259 | 0 | 10.536 | 0 | 16.2899 | 0
2023 | 7 | 2 | 13 | 35.5722 | 0 | 13.9712 | 0 | 21.601 | 0
2023 | 7 | 2 | 14 | 37.4437 | 0 | 14.7062 | 0 | 22.7375 | 0
2023 | 7 | 2 | 15 | 33.6984 | 0 | 13.2352 | 0 | 20.4631 | 0
2023 | 7 | 2 | 16 | 38.2833 | 0 | 15.036 | 0 | 23.2473 | 0
2023 | 7 | 2 | 17 | 41.7901 | 0 | 16.4133 | 0 | 25.3768 | 0
2023 | 7 | 2 | 18 | 53.9698 | 0 | 21.1969 | 0 | 32.7728 | 0
2023 | 7 | 2 | 19 | 61.0544 | 0 | 23.9795 | 0 | 37.0749 | 0
2023 | 7 | 2 | 20 | 64.1294 | 0 | 25.1872 | 0 | 38.9422 | 0
2023 | 7 | 2 | 21 | 61.5523 | 0 | 24.175 | 0 | 37.3773 | 0
2023 | 7 | 2 | 22 | 61.4814 | 0 | 24.1472 | 0 | 37.3342 | 0
2023 | 7 | 2 | 23 | 57.1062 | 0 | 22.4288 | 0 | 34.6774 | 0
2023 | 7 | 2 | 24 | 48.4054 | 0 | 19.0115 | 0 | 29.3939 | 0
2023 | 7 | 3 | 1 | 44.495 | 0 | 17.4757 | 0 | 27.0193 | 0
2023 | 7 | 3 | 2 | 48.3886 | 0 | 19.0049 | 0 | 29.3837 | 0
2023 | 7 | 3 | 3 | 46.3629 | 0 | 18.2093 | 0 | 28.1536 | 0
2023 | 7 | 3 | 4 | 45.5471 | 0 | 17.8889 | 0 | 27.6582 | 0
2023 | 7 | 3 | 5 | 46.0847 | 0 | 18.1 | 0 | 27.9847 | 0
2023 | 7 | 3 | 6 | 47.4204 | 0 | 18.6246 | 0 | 28.7957 | 0
2023 | 7 | 3 | 7 | 48.9062 | 0 | 19.2082 | 0 | 29.698 | 0
2023 | 7 | 3 | 8 | 51.7334 | 0 | 20.3186 | 0 | 31.4148 | 0
2023 | 7 | 3 | 9 | 50.9385 | 0 | 20.0064 | 0 | 30.9321 | 0
2023 | 7 | 3 | 10 | 46.7548 | 0 | 18.3632 | 0 | 28.3916 | 0
2023 | 7 | 3 | 11 | 44.1291 | 0 | 17.332 | 0 | 26.7971 | 0
2023 | 7 | 3 | 12 | 43.7012 | 0 | 17.1639 | 0 | 26.5373 | 0
2023 | 7 | 3 | 13 | 51.3959 | 0 | 20.186 | 0 | 31.2098 | 0
2023 | 7 | 3 | 14 | 49.6627 | 0 | 19.5053 | 0 | 30.1574 | 0
2023 | 7 | 3 | 15 | 50.4071 | 0 | 19.7977 | 0 | 30.6094 | 0
2023 | 7 | 3 | 16 | 54.3723 | 0 | 21.3551 | 0 | 33.0173 | 0
2023 | 7 | 3 | 17 | 62.5198 | 0 | 24.555 | 0 | 37.9647 | 0
2023 | 7 | 3 | 18 | 69.0503 | 0 | 27.1199 | 0 | 41.9304 | 0
2023 | 7 | 3 | 19 | 74.9981 | 0 | 29.4559 | 0 | 45.5421 | 0
2023 | 7 | 3 | 20 | 79.7635 | 0 | 31.3276 | 0 | 48.4359 | 0
2023 | 7 | 3 | 21 | 78.4698 | 0 | 30.8195 | 0 | 47.6503 | 0
2023 | 7 | 3 | 22 | 75.2835 | 0 | 29.568 | 0 | 45.7154 | 0
2023 | 7 | 3 | 23 | 68.3276 | 0 | 26.8361 | 0 | 41.4915 | 0
2023 | 7 | 3 | 24 | 60.7697 | 0 | 23.8677 | 0 | 36.9021 | 0
2023 | 7 | 4 | 1 | 56.1063 | 0 | 22.0361 | 0 | 34.0702 | 0
2023 | 7 | 4 | 2 | 53.4888 | 0 | 21.008 | 0 | 32.4807 | 0
2023 | 7 | 4 | 3 | 51.2943 | 0 | 20.1461 | 0 | 31.1481 | 0
2023 | 7 | 4 | 4 | 50.3219 | 0 | 19.7642 | 0 | 30.5577 | 0
2023 | 7 | 4 | 5 | 50.6388 | 0 | 19.8887 | 0 | 30.7501 | 0
2023 | 7 | 4 | 6 | 51.7416 | 0 | 20.3218 | 0 | 31.4197 | 0
2023 | 7 | 4 | 7 | 50.7978 | 0 | 19.9511 | 0 | 30.8466 | 0
2023 | 7 | 4 | 8 | 53.5374 | 0 | 21.0271 | 0 | 32.5103 | 0
2023 | 7 | 4 | 9 | 52.6371 | 0 | 20.6735 | 0 | 31.9636 | 0
2023 | 7 | 4 | 10 | 48.1636 | 0 | 18.9165 | 0 | 29.247 | 0
2023 | 7 | 4 | 11 | 45.2385 | 0 | 17.7677 | 0 | 27.4708 | 0
2023 | 7 | 4 | 12 | 45.0328 | 0 | 17.6869 | 0 | 27.3459 | 0
2023 | 7 | 4 | 13 | 47.2567 | 0 | 18.5604 | 0 | 28.6964 | 0
2023 | 7 | 4 | 14 | 45.0021 | 0 | 17.6748 | 0 | 27.3272 | 0
2023 | 7 | 4 | 15 | 46.544 | 0 | 18.2804 | 0 | 28.2635 | 0
2023 | 7 | 4 | 16 | 51.6354 | 0 | 20.2801 | 0 | 31.3553 | 0
2023 | 7 | 4 | 17 | 62.0289 | 0 | 24.3622 | 0 | 37.6667 | 0
2023 | 7 | 4 | 18 | 71.1921 | 0 | 27.9611 | 0 | 43.231 | 0
2023 | 7 | 4 | 19 | 80.2367 | 0.23672 | 31.5135 | 0 | 48.7233 | 0
2023 | 7 | 4 | 20 | 83.0201 | 3.0201 | 32.6066 | 0 | 50.4134 | 0
2023 | 7 | 4 | 21 | 82.2011 | 2.2011 | 32.285 | 0 | 49.9161 | 0
2023 | 7 | 4 | 22 | 79.3215 | 0 | 31.154 | 0 | 48.1675 | 0
2023 | 7 | 4 | 23 | 72.6094 | 0 | 28.5178 | 0 | 44.0916 | 0
2023 | 7 | 4 | 24 | 64.9068 | 0 | 25.4925 | 0 | 39.4142 | 0
2023 | 7 | 5 | 1 | 57.6011 | 0 | 22.6232 | 0 | 34.9779 | 0
2023 | 7 | 5 | 2 | 55.9636 | 0 | 21.98 | 0 | 33.9835 | 0
2023 | 7 | 5 | 3 | 53.23 | 0 | 20.9064 | 0 | 32.3236 | 0
2023 | 7 | 5 | 4 | 51.6838 | 0 | 20.2991 | 0 | 31.3847 | 0
2023 | 7 | 5 | 5 | 52.1347 | 0 | 20.4762 | 0 | 31.6585 | 0
2023 | 7 | 5 | 6 | 53.3177 | 0 | 20.9408 | 0 | 32.3769 | 0
2023 | 7 | 5 | 7 | 54.5498 | 0 | 21.4248 | 0 | 33.125 | 0
2023 | 7 | 5 | 8 | 57.9551 | 0 | 22.7622 | 0 | 35.1929 | 0
2023 | 7 | 5 | 9 | 58.885 | 0 | 23.1274 | 0 | 35.7576 | 0
2023 | 7 | 5 | 10 | 56.5414 | 0 | 22.207 | 0 | 34.3344 | 0
2023 | 7 | 5 | 11 | 56.1313 | 0 | 22.0459 | 0 | 34.0854 | 0
2023 | 7 | 5 | 12 | 58.2386 | 0 | 22.8736 | 0 | 35.3651 | 0
2023 | 7 | 5 | 13 | 62.5681 | 0 | 24.574 | 0 | 37.9941 | 0
2023 | 7 | 5 | 14 | 60.8523 | 0 | 23.9001 | 0 | 36.9522 | 0
2023 | 7 | 5 | 15 | 62.4064 | 0 | 24.5105 | 0 | 37.8959 | 0
2023 | 7 | 5 | 16 | 66.45 | 0 | 26.0987 | 0 | 40.3514 | 0
2023 | 7 | 5 | 17 | 74.3718 | 0 | 29.21 | 0 | 45.1618 | 0
2023 | 7 | 5 | 18 | 80.9475 | 0.94755 | 31.7926 | 0 | 49.1549 | 0
2023 | 7 | 5 | 19 | 89.1092 | 9.1092 | 34.9982 | 0 | 54.1111 | 0
2023 | 7 | 5 | 20 | 93.0841 | 13.0841 | 36.5593 | 0 | 56.5248 | 0
2023 | 7 | 5 | 21 | 91.2493 | 11.2493 | 35.8387 | 0 | 55.4106 | 0
2023 | 7 | 5 | 22 | 87.7252 | 7.7252 | 34.4546 | 0 | 53.2706 | 0
2023 | 7 | 5 | 23 | 80.0031 | 0.0030967 | 31.4217 | 0 | 48.5814 | 0
2023 | 7 | 5 | 24 | 70.8442 | 0 | 27.8245 | 0 | 43.0197 | 0
2023 | 7 | 6 | 1 | 64.976 | 0 | 25.5197 | 0 | 39.4563 | 0
2023 | 7 | 6 | 2 | 64.0642 | 0 | 25.1616 | 0 | 38.9026 | 0
2023 | 7 | 6 | 3 | 60.7366 | 0 | 23.8547 | 0 | 36.8819 | 0
2023 | 7 | 6 | 4 | 59.1512 | 0 | 23.232 | 0 | 35.9192 | 0
2023 | 7 | 6 | 5 | 58.7038 | 0 | 23.0563 | 0 | 35.6476 | 0
2023 | 7 | 6 | 6 | 59.5782 | 0 | 23.3997 | 0 | 36.1785 | 0
2023 | 7 | 6 | 7 | 59.1196 | 0 | 23.2196 | 0 | 35.9 | 0
2023 | 7 | 6 | 8 | 63.6575 | 0 | 25.0019 | 0 | 38.6556 | 0
2023 | 7 | 6 | 9 | 66.2215 | 0 | 26.0089 | 0 | 40.2126 | 0
2023 | 7 | 6 | 10 | 65.4697 | 0 | 25.7136 | 0 | 39.7561 | 0
2023 | 7 | 6 | 11 | 65.4902 | 0 | 25.7217 | 0 | 39.7685 | 0
2023 | 7 | 6 | 12 | 66.5576 | 0 | 26.1409 | 0 | 40.4167 | 0
2023 | 7 | 6 | 13 | 73.9251 | 0 | 29.0345 | 0 | 44.8906 | 0
2023 | 7 | 6 | 14 | 72.7783 | 0 | 28.5841 | 0 | 44.1942 | 0
2023 | 7 | 6 | 15 | 74.5571 | 0 | 29.2828 | 0 | 45.2744 | 0
2023 | 7 | 6 | 16 | 78.6702 | 0 | 30.8982 | 0 | 47.772 | 0
2023 | 7 | 6 | 17 | 86.2645 | 6.2645 | 33.8809 | 0 | 52.3836 | 0
2023 | 7 | 6 | 18 | 93.0127 | 13.0127 | 36.5313 | 0 | 56.4814 | 0
2023 | 7 | 6 | 19 | 98.1749 | 18.1749 | 38.5588 | 1.5588 | 59.6161 | 0
2023 | 7 | 6 | 20 | 98.2307 | 18.2307 | 38.5807 | 1.5807 | 59.65 | 0
2023 | 7 | 6 | 21 | 97.0051 | 17.0051 | 38.0993 | 1.0993 | 58.9058 | 0
2023 | 7 | 6 | 22 | 94.1016 | 14.1016 | 36.959 | 0 | 57.1426 | 0
2023 | 7 | 6 | 23 | 86.7885 | 6.7885 | 34.0867 | 0 | 52.7018 | 0
2023 | 7 | 6 | 24 | 77.4266 | 0 | 30.4098 | 0 | 47.0168 | 0
2023 | 7 | 7 | 1 | 70.0932 | 0 | 27.5295 | 0 | 42.5637 | 0
2023 | 7 | 7 | 2 | 68.9587 | 0 | 27.084 | 0 | 41.8748 | 0
2023 | 7 | 7 | 3 | 66.0627 | 0 | 25.9465 | 0 | 40.1162 | 0
2023 | 7 | 7 | 4 | 64.2299 | 0 | 25.2267 | 0 | 39.0032 | 0
2023 | 7 | 7 | 5 | 63.4117 | 0 | 24.9053 | 0 | 38.5064 | 0
2023 | 7 | 7 | 6 | 64.245 | 0 | 25.2326 | 0 | 39.0124 | 0
2023 | 7 | 7 | 7 | 62.408 | 0 | 24.5111 | 0 | 37.8969 | 0
2023 | 7 | 7 | 8 | 66.7243 | 0 | 26.2064 | 0 | 40.5179 | 0
2023 | 7 | 7 | 9 | 68.4746 | 0 | 26.8938 | 0 | 41.5808 | 0
2023 | 7 | 7 | 10 | 68.1213 | 0 | 26.7551 | 0 | 41.3662 | 0
2023 | 7 | 7 | 11 | 67.3293 | 0 | 26.444 | 0 | 40.8853 | 0
2023 | 7 | 7 | 12 | 68.4248 | 0 | 26.8743 | 0 | 41.5506 | 0
2023 | 7 | 7 | 13 | 75.9337 | 0 | 29.8234 | 0 | 46.1103 | 0
2023 | 7 | 7 | 14 | 77.9977 | 0 | 30.6341 | 0 | 47.3636 | 0
2023 | 7 | 7 | 15 | 81.7013 | 1.7013 | 32.0887 | 0 | 49.6126 | 0
2023 | 7 | 7 | 16 | 86.3645 | 6.3645 | 33.9202 | 0 | 52.4443 | 0
2023 | 7 | 7 | 17 | 92.1316 | 12.1316 | 36.1852 | 0 | 55.9463 | 0
2023 | 7 | 7 | 18 | 99.0348 | 19.0348 | 38.8965 | 1.8965 | 60.1383 | 0
2023 | 7 | 7 | 19 | 101.0537 | 21.0537 | 39.6894 | 2.6894 | 61.3642 | 0
2023 | 7 | 7 | 20 | 102.7057 | 22.7057 | 40.3383 | 3.3383 | 62.3674 | 0
2023 | 7 | 7 | 21 | 100.3767 | 20.3767 | 39.4236 | 2.4236 | 60.9532 | 0
2023 | 7 | 7 | 22 | 97.3244 | 17.3244 | 38.2247 | 1.2247 | 59.0996 | 0
2023 | 7 | 7 | 23 | 89.7616 | 9.7616 | 35.2544 | 0 | 54.5072 | 0
2023 | 7 | 7 | 24 | 80.3785 | 0.37853 | 31.5692 | 0 | 48.8094 | 0
2023 | 7 | 8 | 1 | 71.0325 | 0 | 27.8985 | 0 | 43.1341 | 0
2023 | 7 | 8 | 2 | 67.0388 | 0 | 26.3299 | 0 | 40.7089 | 0
2023 | 7 | 8 | 3 | 63.4944 | 0 | 24.9378 | 0 | 38.5566 | 0
2023 | 7 | 8 | 4 | 60.9564 | 0 | 23.941 | 0 | 37.0154 | 0
2023 | 7 | 8 | 5 | 59.0395 | 0 | 23.1881 | 0 | 35.8514 | 0
2023 | 7 | 8 | 6 | 58.5336 | 0 | 22.9894 | 0 | 35.5442 | 0
2023 | 7 | 8 | 7 | 58.4906 | 0 | 22.9726 | 0 | 35.5181 | 0
2023 | 7 | 8 | 8 | 61.2376 | 0 | 24.0514 | 0 | 37.1862 | 0
2023 | 7 | 8 | 9 | 63.804 | 0 | 25.0594 | 0 | 38.7446 | 0
2023 | 7 | 8 | 10 | 66.0867 | 0 | 25.9559 | 0 | 40.1307 | 0
2023 | 7 | 8 | 11 | 67.724 | 0 | 26.599 | 0 | 41.125 | 0
2023 | 7 | 8 | 12 | 69.6658 | 0 | 27.3616 | 0 | 42.3041 | 0
2023 | 7 | 8 | 13 | 68.9538 | 0 | 27.082 | 0 | 41.8718 | 0
2023 | 7 | 8 | 14 | 69.7668 | 0 | 27.4013 | 0 | 42.3655 | 0
2023 | 7 | 8 | 15 | 71.9025 | 0 | 28.2402 | 0 | 43.6624 | 0
2023 | 7 | 8 | 16 | 75.7046 | 0 | 29.7334 | 0 | 45.9711 | 0
2023 | 7 | 8 | 17 | 81.1016 | 1.1016 | 31.8532 | 0 | 49.2485 | 0
2023 | 7 | 8 | 18 | 87.8965 | 7.8965 | 34.5219 | 0 | 53.3746 | 0
2023 | 7 | 8 | 19 | 90.7511 | 10.7511 | 35.643 | 0 | 55.1081 | 0
2023 | 7 | 8 | 20 | 93.864 | 13.864 | 36.8656 | 0 | 56.9983 | 0
2023 | 7 | 8 | 21 | 90.5876 | 10.5876 | 35.5788 | 0 | 55.0088 | 0
2023 | 7 | 8 | 22 | 86.8772 | 6.8772 | 34.1215 | 0 | 52.7556 | 0
2023 | 7 | 8 | 23 | 79.9723 | 0 | 31.4096 | 0 | 48.5627 | 0
2023 | 7 | 8 | 24 | 71.8608 | 0 | 28.2238 | 0 | 43.6371 | 0
2023 | 7 | 9 | 1 | 62.8051 | 0 | 24.6671 | 0 | 38.138 | 0
2023 | 7 | 9 | 2 | 55.0127 | 0 | 21.6066 | 0 | 33.4062 | 0
2023 | 7 | 9 | 3 | 52.0594 | 0 | 20.4466 | 0 | 31.6128 | 0
2023 | 7 | 9 | 4 | 50.0401 | 0 | 19.6536 | 0 | 30.3865 | 0
2023 | 7 | 9 | 5 | 48.6148 | 0 | 19.0937 | 0 | 29.521 | 0
2023 | 7 | 9 | 6 | 48.4822 | 0 | 19.0417 | 0 | 29.4405 | 0
2023 | 7 | 9 | 7 | 45.7958 | 0 | 17.9866 | 0 | 27.8093 | 0
2023 | 7 | 9 | 8 | 47.9044 | 0 | 18.8147 | 0 | 29.0897 | 0
2023 | 7 | 9 | 9 | 48.6345 | 0 | 19.1015 | 0 | 29.533 | 0
2023 | 7 | 9 | 10 | 48.2421 | 0 | 18.9474 | 0 | 29.2947 | 0
2023 | 7 | 9 | 11 | 46.7413 | 0 | 18.3579 | 0 | 28.3834 | 0
2023 | 7 | 9 | 12 | 47.9609 | 0 | 18.8369 | 0 | 29.124 | 0
2023 | 7 | 9 | 13 | 53.0255 | 0 | 20.8261 | 0 | 32.1994 | 0
2023 | 7 | 9 | 14 | 53.8286 | 0 | 21.1415 | 0 | 32.6871 | 0
2023 | 7 | 9 | 15 | 55.0948 | 0 | 21.6388 | 0 | 33.456 | 0
2023 | 7 | 9 | 16 | 58.6172 | 0 | 23.0222 | 0 | 35.5949 | 0
2023 | 7 | 9 | 17 | 64.1726 | 0 | 25.2042 | 0 | 38.9684 | 0
2023 | 7 | 9 | 18 | 70.7508 | 0 | 27.7878 | 0 | 42.963 | 0
2023 | 7 | 9 | 19 | 72.8695 | 0 | 28.6199 | 0 | 44.2495 | 0
2023 | 7 | 9 | 20 | 75.0182 | 0 | 29.4638 | 0 | 45.5543 | 0
2023 | 7 | 9 | 21 | 73.11 | 0 | 28.7144 | 0 | 44.3956 | 0
2023 | 7 | 9 | 22 | 70.7854 | 0 | 27.8014 | 0 | 42.984 | 0
2023 | 7 | 9 | 23 | 64.8137 | 0 | 25.456 | 0 | 39.3577 | 0
2023 | 7 | 9 | 24 | 58.2664 | 0 | 22.8845 | 0 | 35.3819 | 0
2023 | 7 | 10 | 1 | 57.2362 | 0 | 22.4799 | 0 | 34.7564 | 0
2023 | 7 | 10 | 2 | 50.7905 | 0 | 19.9483 | 0 | 30.8422 | 0
2023 | 7 | 10 | 3 | 48.3417 | 0 | 18.9865 | 0 | 29.3552 | 0
2023 | 7 | 10 | 4 | 46.7774 | 0 | 18.3721 | 0 | 28.4053 | 0
2023 | 7 | 10 | 5 | 46.5903 | 0 | 18.2986 | 0 | 28.2916 | 0
2023 | 7 | 10 | 6 | 48.0634 | 0 | 18.8772 | 0 | 29.1862 | 0
2023 | 7 | 10 | 7 | 47.8884 | 0 | 18.8085 | 0 | 29.0799 | 0
2023 | 7 | 10 | 8 | 51.5086 | 0 | 20.2303 | 0 | 31.2783 | 0
2023 | 7 | 10 | 9 | 51.5048 | 0 | 20.2288 | 0 | 31.276 | 0
2023 | 7 | 10 | 10 | 48.64 | 0 | 19.1036 | 0 | 29.5363 | 0
2023 | 7 | 10 | 11 | 45.9632 | 0 | 18.0523 | 0 | 27.9109 | 0
2023 | 7 | 10 | 12 | 45.6453 | 0 | 17.9275 | 0 | 27.7178 | 0
2023 | 7 | 10 | 13 | 57.3126 | 0 | 22.5099 | 0 | 34.8027 | 0
2023 | 7 | 10 | 14 | 59.6042 | 0 | 23.4099 | 0 | 36.1943 | 0
2023 | 7 | 10 | 15 | 62.2375 | 0 | 24.4441 | 0 | 37.7933 | 0
2023 | 7 | 10 | 16 | 66.739 | 0 | 26.2121 | 0 | 40.5269 | 0
2023 | 7 | 10 | 17 | 72.7527 | 0 | 28.5741 | 0 | 44.1786 | 0
2023 | 7 | 10 | 18 | 79.7387 | 0 | 31.3178 | 0 | 48.4208 | 0
2023 | 7 | 10 | 19 | 88.9599 | 8.9599 | 34.9396 | 0 | 54.0204 | 0
2023 | 7 | 10 | 20 | 92.2073 | 12.2073 | 36.215 | 0 | 55.9923 | 0
2023 | 7 | 10 | 21 | 90.3675 | 10.3675 | 35.4924 | 0 | 54.8751 | 0
2023 | 7 | 10 | 22 | 87.2906 | 7.2906 | 34.2839 | 0 | 53.0067 | 0
2023 | 7 | 10 | 23 | 79.0889 | 0 | 31.0626 | 0 | 48.0263 | 0
2023 | 7 | 10 | 24 | 70.4803 | 0 | 27.6815 | 0 | 42.7987 | 0
2023 | 7 | 11 | 1 | 57.4864 | 0 | 22.5781 | 0 | 34.9083 | 0
2023 | 7 | 11 | 2 | 59.1701 | 0 | 23.2394 | 0 | 35.9307 | 0
2023 | 7 | 11 | 3 | 56.9698 | 0 | 22.3752 | 0 | 34.5946 | 0
2023 | 7 | 11 | 4 | 55.6362 | 0 | 21.8515 | 0 | 33.7847 | 0
2023 | 7 | 11 | 5 | 55.2032 | 0 | 21.6814 | 0 | 33.5218 | 0
2023 | 7 | 11 | 6 | 56.1051 | 0 | 22.0356 | 0 | 34.0695 | 0
2023 | 7 | 11 | 7 | 55.3813 | 0 | 21.7514 | 0 | 33.63 | 0
2023 | 7 | 11 | 8 | 58.5898 | 0 | 23.0115 | 0 | 35.5783 | 0
2023 | 7 | 11 | 9 | 58.757 | 0 | 23.0772 | 0 | 35.6799 | 0
2023 | 7 | 11 | 10 | 56.6041 | 0 | 22.2316 | 0 | 34.3725 | 0
2023 | 7 | 11 | 11 | 54.7388 | 0 | 21.499 | 0 | 33.2398 | 0
2023 | 7 | 11 | 12 | 55.4406 | 0 | 21.7746 | 0 | 33.6659 | 0
2023 | 7 | 11 | 13 | 56.7898 | 0 | 22.3045 | 0 | 34.4852 | 0
2023 | 7 | 11 | 14 | 57.8584 | 0 | 22.7242 | 0 | 35.1342 | 0
2023 | 7 | 11 | 15 | 60.493 | 0 | 23.759 | 0 | 36.734 | 0
2023 | 7 | 11 | 16 | 64.5026 | 0 | 25.3338 | 0 | 39.1688 | 0
2023 | 7 | 11 | 17 | 70.5279 | 0 | 27.7003 | 0 | 42.8276 | 0
2023 | 7 | 11 | 18 | 77.7923 | 0 | 30.5534 | 0 | 47.2389 | 0
2023 | 7 | 11 | 19 | 85.6933 | 5.6933 | 33.6565 | 0 | 52.0367 | 0
2023 | 7 | 11 | 20 | 88.5562 | 8.5562 | 34.781 | 0 | 53.7752 | 0
2023 | 7 | 11 | 21 | 87.161 | 7.161 | 34.233 | 0 | 52.928 | 0
2023 | 7 | 11 | 22 | 84.1755 | 4.1755 | 33.0605 | 0 | 51.1151 | 0
2023 | 7 | 11 | 23 | 76.299 | 0 | 29.9669 | 0 | 46.3321 | 0
2023 | 7 | 11 | 24 | 67.8883 | 0 | 26.6635 | 0 | 41.2248 | 0
2023 | 7 | 12 | 1 | 59.8774 | 0 | 23.5172 | 0 | 36.3602 | 0
2023 | 7 | 12 | 2 | 57.7116 | 0 | 22.6666 | 0 | 35.045 | 0
2023 | 7 | 12 | 3 | 55.1793 | 0 | 21.672 | 0 | 33.5073 | 0
2023 | 7 | 12 | 4 | 53.4357 | 0 | 20.9872 | 0 | 32.4485 | 0
2023 | 7 | 12 | 5 | 53.4653 | 0 | 20.9988 | 0 | 32.4665 | 0
2023 | 7 | 12 | 6 | 54.7995 | 0 | 21.5229 | 0 | 33.2767 | 0
2023 | 7 | 12 | 7 | 56.3698 | 0 | 22.1396 | 0 | 34.2302 | 0
2023 | 7 | 12 | 8 | 59.959 | 0 | 23.5493 | 0 | 36.4097 | 0
2023 | 7 | 12 | 9 | 60.3248 | 0 | 23.6929 | 0 | 36.6319 | 0
2023 | 7 | 12 | 10 | 58.4251 | 0 | 22.9468 | 0 | 35.4783 | 0
2023 | 7 | 12 | 11 | 57.4613 | 0 | 22.5683 | 0 | 34.893 | 0
2023 | 7 | 12 | 12 | 59.4081 | 0 | 23.3329 | 0 | 36.0752 | 0
2023 | 7 | 12 | 13 | 55.2197 | 0 | 21.6879 | 0 | 33.5318 | 0
2023 | 7 | 12 | 14 | 56.9885 | 0 | 22.3826 | 0 | 34.6059 | 0
2023 | 7 | 12 | 15 | 60.8978 | 0 | 23.918 | 0 | 36.9798 | 0
2023 | 7 | 12 | 16 | 67.343 | 0 | 26.4494 | 0 | 40.8936 | 0
2023 | 7 | 12 | 17 | 75.6717 | 0 | 29.7205 | 0 | 45.9512 | 0
2023 | 7 | 12 | 18 | 86.3264 | 6.3264 | 33.9052 | 0 | 52.4212 | 0
2023 | 7 | 12 | 19 | 93.2951 | 13.2951 | 36.6422 | 0 | 56.6529 | 0
2023 | 7 | 12 | 20 | 98.0201 | 18.0201 | 38.498 | 1.498 | 59.5221 | 0
2023 | 7 | 12 | 21 | 95.5901 | 15.5901 | 37.5436 | 0.5436 | 58.0465 | 0
2023 | 7 | 12 | 22 | 91.6759 | 11.6759 | 36.0063 | 0 | 55.6697 | 0
2023 | 7 | 12 | 23 | 82.9384 | 2.9384 | 32.5746 | 0 | 50.3638 | 0
2023 | 7 | 12 | 24 | 73.2461 | 0 | 28.7679 | 0 | 44.4783 | 0
2023 | 7 | 13 | 1 | 65.2927 | 0 | 25.6441 | 0 | 39.6486 | 0
2023 | 7 | 13 | 2 | 60.8215 | 0 | 23.888 | 0 | 36.9335 | 0
2023 | 7 | 13 | 3 | 57.4991 | 0 | 22.5831 | 0 | 34.916 | 0
2023 | 7 | 13 | 4 | 55.5445 | 0 | 21.8155 | 0 | 33.7291 | 0
2023 | 7 | 13 | 5 | 55.0434 | 0 | 21.6186 | 0 | 33.4248 | 0
2023 | 7 | 13 | 6 | 56.5428 | 0 | 22.2075 | 0 | 34.3353 | 0
2023 | 7 | 13 | 7 | 59.5503 | 0 | 23.3887 | 0 | 36.1615 | 0
2023 | 7 | 13 | 8 | 64.893 | 0 | 25.4871 | 0 | 39.4059 | 0
2023 | 7 | 13 | 9 | 69.316 | 0 | 27.2243 | 0 | 42.0917 | 0
2023 | 7 | 13 | 10 | 71.3402 | 0 | 28.0193 | 0 | 43.3209 | 0
2023 | 7 | 13 | 11 | 72.4361 | 0 | 28.4497 | 0 | 43.9864 | 0
2023 | 7 | 13 | 12 | 73.3245 | 0 | 28.7986 | 0 | 44.5258 | 0
2023 | 7 | 13 | 13 | 70.7496 | 0 | 27.7873 | 0 | 42.9623 | 0
2023 | 7 | 13 | 14 | 72.4062 | 0 | 28.438 | 0 | 43.9683 | 0
2023 | 7 | 13 | 15 | 76.0744 | 0 | 29.8787 | 0 | 46.1957 | 0
2023 | 7 | 13 | 16 | 81.6387 | 1.6387 | 32.0641 | 0 | 49.5746 | 0
2023 | 7 | 13 | 17 | 88.1808 | 8.1808 | 34.6335 | 0 | 53.5472 | 0
2023 | 7 | 13 | 18 | 97.0068 | 17.0068 | 38.1 | 1.1 | 58.9068 | 0
2023 | 7 | 13 | 19 | 102.0329 | 22.0329 | 40.074 | 3.074 | 61.9588 | 0
2023 | 7 | 13 | 20 | 106.1426 | 26.1426 | 41.6882 | 4.6882 | 64.4545 | 0
2023 | 7 | 13 | 21 | 103.4837 | 23.4837 | 40.6439 | 3.6439 | 62.8399 | 0
2023 | 7 | 13 | 22 | 99.3024 | 19.3024 | 39.0016 | 2.0016 | 60.3008 | 0
2023 | 7 | 13 | 23 | 90.22 | 10.22 | 35.4345 | 0 | 54.7856 | 0
2023 | 7 | 13 | 24 | 79.5229 | 0 | 31.2331 | 0 | 48.2898 | 0
2023 | 7 | 14 | 1 | 71.0532 | 0 | 27.9066 | 0 | 43.1466 | 0
2023 | 7 | 14 | 2 | 59.5053 | 0 | 23.371 | 0 | 36.1342 | 0
2023 | 7 | 14 | 3 | 56.0856 | 0 | 22.0279 | 0 | 34.0576 | 0
2023 | 7 | 14 | 4 | 54.1824 | 0 | 21.2805 | 0 | 32.9019 | 0
2023 | 7 | 14 | 5 | 53.6614 | 0 | 21.0758 | 0 | 32.5855 | 0
2023 | 7 | 14 | 6 | 54.88 | 0 | 21.5545 | 0 | 33.3256 | 0
2023 | 7 | 14 | 7 | 58.8873 | 0 | 23.1283 | 0 | 35.759 | 0
2023 | 7 | 14 | 8 | 64.2402 | 0 | 25.2307 | 0 | 39.0094 | 0
2023 | 7 | 14 | 9 | 69.6414 | 0 | 27.3521 | 0 | 42.2893 | 0
2023 | 7 | 14 | 10 | 72.6469 | 0 | 28.5325 | 0 | 44.1144 | 0
2023 | 7 | 14 | 11 | 73.1083 | 0 | 28.7137 | 0 | 44.3946 | 0
2023 | 7 | 14 | 12 | 72.8016 | 0 | 28.5933 | 0 | 44.2083 | 0
2023 | 7 | 14 | 13 | 68.1716 | 0 | 26.7748 | 0 | 41.3968 | 0
2023 | 7 | 14 | 14 | 68.6343 | 0 | 26.9565 | 0 | 41.6777 | 0
2023 | 7 | 14 | 15 | 69.7352 | 0 | 27.3889 | 0 | 42.3463 | 0
2023 | 7 | 14 | 16 | 71.6765 | 0 | 28.1514 | 0 | 43.5251 | 0
2023 | 7 | 14 | 17 | 76.3368 | 0 | 29.9817 | 0 | 46.3551 | 0
2023 | 7 | 14 | 18 | 81.7889 | 1.7889 | 32.1231 | 0 | 49.6658 | 0
2023 | 7 | 14 | 19 | 86.3822 | 6.3822 | 33.9271 | 0 | 52.4551 | 0
2023 | 7 | 14 | 20 | 90.0733 | 10.0733 | 35.3768 | 0 | 54.6965 | 0
2023 | 7 | 14 | 21 | 87.9161 | 7.9161 | 34.5296 | 0 | 53.3865 | 0
2023 | 7 | 14 | 22 | 84.6966 | 4.6966 | 33.2651 | 0 | 51.4315 | 0
2023 | 7 | 14 | 23 | 77.313 | 0 | 30.3652 | 0 | 46.9479 | 0
2023 | 7 | 14 | 24 | 68.7205 | 0 | 26.9904 | 0 | 41.7301 | 0
2023 | 7 | 15 | 1 | 62.0464 | 0 | 24.3691 | 0 | 37.6773 | 0
2023 | 7 | 15 | 2 | 60.1893 | 0 | 23.6397 | 0 | 36.5496 | 0
2023 | 7 | 15 | 3 | 56.6098 | 0 | 22.2338 | 0 | 34.3759 | 0
2023 | 7 | 15 | 4 | 54.1732 | 0 | 21.2769 | 0 | 32.8964 | 0
2023 | 7 | 15 | 5 | 52.6061 | 0 | 20.6613 | 0 | 31.9447 | 0
2023 | 7 | 15 | 6 | 52.4767 | 0 | 20.6105 | 0 | 31.8661 | 0
2023 | 7 | 15 | 7 | 50.878 | 0 | 19.9826 | 0 | 30.8954 | 0
2023 | 7 | 15 | 8 | 53.2308 | 0 | 20.9067 | 0 | 32.3241 | 0
2023 | 7 | 15 | 9 | 53.6433 | 0 | 21.0687 | 0 | 32.5746 | 0
2023 | 7 | 15 | 10 | 53.8602 | 0 | 21.1539 | 0 | 32.7063 | 0
2023 | 7 | 15 | 11 | 53.0238 | 0 | 20.8254 | 0 | 32.1984 | 0
2023 | 7 | 15 | 12 | 52.4057 | 0 | 20.5827 | 0 | 31.823 | 0
2023 | 7 | 15 | 13 | 55.7175 | 0 | 21.8834 | 0 | 33.8341 | 0
2023 | 7 | 15 | 14 | 56.0973 | 0 | 22.0326 | 0 | 34.0648 | 0
2023 | 7 | 15 | 15 | 57.3261 | 0 | 22.5152 | 0 | 34.8109 | 0
2023 | 7 | 15 | 16 | 59.9537 | 0 | 23.5472 | 0 | 36.4065 | 0
2023 | 7 | 15 | 17 | 65.3481 | 0 | 25.6658 | 0 | 39.6822 | 0
2023 | 7 | 15 | 18 | 71.2105 | 0 | 27.9683 | 0 | 43.2421 | 0
2023 | 7 | 15 | 19 | 79.0052 | 0 | 31.0298 | 0 | 47.9754 | 0
2023 | 7 | 15 | 20 | 82.1801 | 2.1801 | 32.2767 | 0 | 49.9034 | 0
2023 | 7 | 15 | 21 | 79.4523 | 0 | 31.2054 | 0 | 48.2469 | 0
2023 | 7 | 15 | 22 | 76.5744 | 0 | 30.0751 | 0 | 46.4994 | 0
2023 | 7 | 15 | 23 | 70.3741 | 0 | 27.6399 | 0 | 42.7342 | 0
2023 | 7 | 15 | 24 | 63.5515 | 0 | 24.9602 | 0 | 38.5913 | 0
2023 | 7 | 16 | 1 | 57.7356 | 0 | 22.676 | 0 | 35.0596 | 0
2023 | 7 | 16 | 2 | 55.9969 | 0 | 21.9931 | 0 | 34.0038 | 0
2023 | 7 | 16 | 3 | 53.9431 | 0 | 21.1865 | 0 | 32.7566 | 0
2023 | 7 | 16 | 4 | 52.212 | 0 | 20.5066 | 0 | 31.7054 | 0
2023 | 7 | 16 | 5 | 50.536 | 0 | 19.8483 | 0 | 30.6877 | 0
2023 | 7 | 16 | 6 | 50.2593 | 0 | 19.7396 | 0 | 30.5197 | 0
2023 | 7 | 16 | 7 | 47.4023 | 0 | 18.6175 | 0 | 28.7848 | 0
2023 | 7 | 16 | 8 | 49.0295 | 0 | 19.2566 | 0 | 29.7728 | 0
2023 | 7 | 16 | 9 | 49.8344 | 0 | 19.5728 | 0 | 30.2616 | 0
2023 | 7 | 16 | 10 | 49.2726 | 0 | 19.3521 | 0 | 29.9205 | 0
2023 | 7 | 16 | 11 | 46.9831 | 0 | 18.4529 | 0 | 28.5302 | 0
2023 | 7 | 16 | 12 | 47.8932 | 0 | 18.8103 | 0 | 29.0828 | 0
2023 | 7 | 16 | 13 | 45.6414 | 0 | 17.9259 | 0 | 27.7154 | 0
2023 | 7 | 16 | 14 | 46.7965 | 0 | 18.3796 | 0 | 28.4169 | 0
2023 | 7 | 16 | 15 | 49.2549 | 0 | 19.3452 | 0 | 29.9097 | 0
2023 | 7 | 16 | 16 | 54.122 | 0 | 21.2567 | 0 | 32.8653 | 0
2023 | 7 | 16 | 17 | 59.5985 | 0 | 23.4077 | 0 | 36.1908 | 0
2023 | 7 | 16 | 18 | 66.8478 | 0 | 26.2549 | 0 | 40.5929 | 0
2023 | 7 | 16 | 19 | 69.2111 | 0 | 27.1831 | 0 | 42.028 | 0
2023 | 7 | 16 | 20 | 72.5401 | 0 | 28.4906 | 0 | 44.0495 | 0
2023 | 7 | 16 | 21 | 70.998 | 0 | 27.8849 | 0 | 43.1131 | 0
2023 | 7 | 16 | 22 | 68.8923 | 0 | 27.0578 | 0 | 41.8344 | 0
2023 | 7 | 16 | 23 | 63.2452 | 0 | 24.8399 | 0 | 38.4053 | 0
2023 | 7 | 16 | 24 | 57.2772 | 0 | 22.496 | 0 | 34.7812 | 0
2023 | 7 | 17 | 1 | 54.1569 | 0 | 21.2704 | 0 | 32.8864 | 0
2023 | 7 | 17 | 2 | 49.5181 | 0 | 19.4485 | 0 | 30.0696 | 0
2023 | 7 | 17 | 3 | 47.7766 | 0 | 18.7645 | 0 | 29.012 | 0
2023 | 7 | 17 | 4 | 46.5899 | 0 | 18.2985 | 0 | 28.2914 | 0
2023 | 7 | 17 | 5 | 46.6172 | 0 | 18.3092 | 0 | 28.308 | 0
2023 | 7 | 17 | 6 | 48.1856 | 0 | 18.9252 | 0 | 29.2604 | 0
2023 | 7 | 17 | 7 | 49.1673 | 0 | 19.3107 | 0 | 29.8565 | 0
2023 | 7 | 17 | 8 | 51.7823 | 0 | 20.3378 | 0 | 31.4445 | 0
2023 | 7 | 17 | 9 | 50.3425 | 0 | 19.7723 | 0 | 30.5702 | 0
2023 | 7 | 17 | 10 | 46.5134 | 0 | 18.2684 | 0 | 28.245 | 0
2023 | 7 | 17 | 11 | 43.6155 | 0 | 17.1302 | 0 | 26.4852 | 0
2023 | 7 | 17 | 12 | 43.5279 | 0 | 17.0958 | 0 | 26.432 | 0
2023 | 7 | 17 | 13 | 46.7452 | 0 | 18.3595 | 0 | 28.3858 | 0
2023 | 7 | 17 | 14 | 48.6863 | 0 | 19.1218 | 0 | 29.5644 | 0
2023 | 7 | 17 | 15 | 51.3937 | 0 | 20.1852 | 0 | 31.2085 | 0
2023 | 7 | 17 | 16 | 56.7347 | 0 | 22.2829 | 0 | 34.4518 | 0
2023 | 7 | 17 | 17 | 63.4248 | 0 | 24.9105 | 0 | 38.5143 | 0
2023 | 7 | 17 | 18 | 71.1083 | 0 | 27.9282 | 0 | 43.1801 | 0
2023 | 7 | 17 | 19 | 72.8613 | 0 | 28.6167 | 0 | 44.2446 | 0
2023 | 7 | 17 | 20 | 76.2567 | 0 | 29.9503 | 0 | 46.3064 | 0
2023 | 7 | 17 | 21 | 74.9024 | 0 | 29.4184 | 0 | 45.4841 | 0
2023 | 7 | 17 | 22 | 72.2626 | 0 | 28.3816 | 0 | 43.881 | 0
2023 | 7 | 17 | 23 | 65.1471 | 0 | 25.5869 | 0 | 39.5602 | 0
2023 | 7 | 17 | 24 | 58.1223 | 0 | 22.8279 | 0 | 35.2944 | 0
2023 | 7 | 18 | 1 | 56.5994 | 0 | 22.2298 | 0 | 34.3696 | 0
2023 | 7 | 18 | 2 | 46.0345 | 0 | 18.0803 | 0 | 27.9542 | 0
2023 | 7 | 18 | 3 | 43.5279 | 0 | 17.0959 | 0 | 26.4321 | 0
2023 | 7 | 18 | 4 | 42.0628 | 0 | 16.5204 | 0 | 25.5424 | 0
2023 | 7 | 18 | 5 | 42.3971 | 0 | 16.6517 | 0 | 25.7454 | 0
2023 | 7 | 18 | 6 | 44.6623 | 0 | 17.5414 | 0 | 27.1209 | 0
2023 | 7 | 18 | 7 | 49.772 | 0 | 19.5482 | 0 | 30.2237 | 0
2023 | 7 | 18 | 8 | 53.7618 | 0 | 21.1153 | 0 | 32.6465 | 0
2023 | 7 | 18 | 9 | 57.3324 | 0 | 22.5176 | 0 | 34.8147 | 0
2023 | 7 | 18 | 10 | 58.4848 | 0 | 22.9702 | 0 | 35.5145 | 0
2023 | 7 | 18 | 11 | 58.3949 | 0 | 22.9349 | 0 | 35.4599 | 0
2023 | 7 | 18 | 12 | 56.8338 | 0 | 22.3218 | 0 | 34.512 | 0
2023 | 7 | 18 | 13 | 53.2293 | 0 | 20.9061 | 0 | 32.3232 | 0
2023 | 7 | 18 | 14 | 53.9768 | 0 | 21.1997 | 0 | 32.7771 | 0
2023 | 7 | 18 | 15 | 57.6954 | 0 | 22.6602 | 0 | 35.0352 | 0
2023 | 7 | 18 | 16 | 63.2091 | 0 | 24.8258 | 0 | 38.3834 | 0
2023 | 7 | 18 | 17 | 70.6198 | 0 | 27.7363 | 0 | 42.8834 | 0
2023 | 7 | 18 | 18 | 79.8213 | 0 | 31.3503 | 0 | 48.471 | 0
2023 | 7 | 18 | 19 | 84.584 | 4.584 | 33.2209 | 0 | 51.3631 | 0
2023 | 7 | 18 | 20 | 89.6216 | 9.6216 | 35.1994 | 0 | 54.4222 | 0
2023 | 7 | 18 | 21 | 87.3076 | 7.3076 | 34.2906 | 0 | 53.017 | 0
2023 | 7 | 18 | 22 | 83.3286 | 3.3286 | 32.7278 | 0 | 50.6008 | 0
2023 | 7 | 18 | 23 | 74.8643 | 0 | 29.4034 | 0 | 45.4609 | 0
2023 | 7 | 18 | 24 | 65.8953 | 0 | 25.8808 | 0 | 40.0145 | 0
2023 | 7 | 19 | 1 | 58.4046 | 0 | 22.9387 | 0 | 35.4658 | 0
2023 | 7 | 19 | 2 | 54.0139 | 0 | 21.2143 | 0 | 32.7996 | 0
2023 | 7 | 19 | 3 | 51.8317 | 0 | 20.3572 | 0 | 31.4745 | 0
2023 | 7 | 19 | 4 | 50.6985 | 0 | 19.9121 | 0 | 30.7864 | 0
2023 | 7 | 19 | 5 | 50.7968 | 0 | 19.9508 | 0 | 30.8461 | 0
2023 | 7 | 19 | 6 | 52.1418 | 0 | 20.479 | 0 | 31.6628 | 0
2023 | 7 | 19 | 7 | 51.4902 | 0 | 20.2231 | 0 | 31.2671 | 0
2023 | 7 | 19 | 8 | 55.2263 | 0 | 21.6905 | 0 | 33.5358 | 0
2023 | 7 | 19 | 9 | 55.6766 | 0 | 21.8673 | 0 | 33.8093 | 0
2023 | 7 | 19 | 10 | 53.6194 | 0 | 21.0593 | 0 | 32.56 | 0
2023 | 7 | 19 | 11 | 50.367 | 0 | 19.782 | 0 | 30.5851 | 0
2023 | 7 | 19 | 12 | 48.3431 | 0 | 18.987 | 0 | 29.356 | 0
2023 | 7 | 19 | 13 | 50.8917 | 0 | 19.988 | 0 | 30.9036 | 0
2023 | 7 | 19 | 14 | 50.8322 | 0 | 19.9646 | 0 | 30.8675 | 0
2023 | 7 | 19 | 15 | 51.2743 | 0 | 20.1383 | 0 | 31.136 | 0
2023 | 7 | 19 | 16 | 54.1648 | 0 | 21.2736 | 0 | 32.8913 | 0
2023 | 7 | 19 | 17 | 61.2682 | 0 | 24.0635 | 0 | 37.2048 | 0
2023 | 7 | 19 | 18 | 69.9836 | 0 | 27.4865 | 0 | 42.4971 | 0
2023 | 7 | 19 | 19 | 77.2392 | 0 | 30.3362 | 0 | 46.9031 | 0
2023 | 7 | 19 | 20 | 82.6208 | 2.6208 | 32.4498 | 0 | 50.171 | 0
2023 | 7 | 19 | 21 | 81.2271 | 1.2271 | 31.9024 | 0 | 49.3247 | 0
2023 | 7 | 19 | 22 | 77.2528 | 0 | 30.3415 | 0 | 46.9113 | 0
2023 | 7 | 19 | 23 | 69.4574 | 0 | 27.2798 | 0 | 42.1776 | 0
2023 | 7 | 19 | 24 | 61.916 | 0 | 24.3179 | 0 | 37.5981 | 0
2023 | 7 | 20 | 1 | 53.3535 | 0 | 20.9549 | 0 | 32.3986 | 0
2023 | 7 | 20 | 2 | 49.9569 | 0 | 19.6209 | 0 | 30.3361 | 0
2023 | 7 | 20 | 3 | 48.0509 | 0 | 18.8723 | 0 | 29.1786 | 0
2023 | 7 | 20 | 4 | 46.6399 | 0 | 18.3181 | 0 | 28.3218 | 0
2023 | 7 | 20 | 5 | 46.7445 | 0 | 18.3592 | 0 | 28.3853 | 0
2023 | 7 | 20 | 6 | 48.4615 | 0 | 19.0336 | 0 | 29.428 | 0
2023 | 7 | 20 | 7 | 53.3288 | 0 | 20.9452 | 0 | 32.3836 | 0
2023 | 7 | 20 | 8 | 56.2729 | 0 | 22.1015 | 0 | 34.1714 | 0
2023 | 7 | 20 | 9 | 55.714 | 0 | 21.882 | 0 | 33.832 | 0
2023 | 7 | 20 | 10 | 52.4636 | 0 | 20.6054 | 0 | 31.8582 | 0
2023 | 7 | 20 | 11 | 49.9663 | 0 | 19.6246 | 0 | 30.3418 | 0
2023 | 7 | 20 | 12 | 51.1971 | 0 | 20.108 | 0 | 31.0891 | 0
2023 | 7 | 20 | 13 | 43.9296 | 0 | 17.2536 | 0 | 26.676 | 0
2023 | 7 | 20 | 14 | 45.1357 | 0 | 17.7273 | 0 | 27.4084 | 0
2023 | 7 | 20 | 15 | 47.6987 | 0 | 18.734 | 0 | 28.9648 | 0
2023 | 7 | 20 | 16 | 54.198 | 0 | 21.2866 | 0 | 32.9114 | 0
2023 | 7 | 20 | 17 | 62.3663 | 0 | 24.4948 | 0 | 37.8716 | 0
2023 | 7 | 20 | 18 | 72.1496 | 0 | 28.3372 | 0 | 43.8124 | 0
2023 | 7 | 20 | 19 | 79.6715 | 0 | 31.2914 | 0 | 48.38 | 0
2023 | 7 | 20 | 20 | 85.1797 | 5.1797 | 33.4549 | 0 | 51.7249 | 0
2023 | 7 | 20 | 21 | 83.2908 | 3.2908 | 32.713 | 0 | 50.5778 | 0
2023 | 7 | 20 | 22 | 79.4323 | 0 | 31.1975 | 0 | 48.2348 | 0
2023 | 7 | 20 | 23 | 71.4859 | 0 | 28.0765 | 0 | 43.4094 | 0
2023 | 7 | 20 | 24 | 63.8488 | 0 | 25.077 | 0 | 38.7718 | 0
2023 | 7 | 21 | 1 | 57.2556 | 0 | 22.4875 | 0 | 34.7681 | 0
2023 | 7 | 21 | 2 | 56.7325 | 0 | 22.282 | 0 | 34.4505 | 0
2023 | 7 | 21 | 3 | 53.9924 | 0 | 21.2058 | 0 | 32.7865 | 0
2023 | 7 | 21 | 4 | 52.3673 | 0 | 20.5676 | 0 | 31.7997 | 0
2023 | 7 | 21 | 5 | 52.1296 | 0 | 20.4742 | 0 | 31.6554 | 0
2023 | 7 | 21 | 6 | 54.0954 | 0 | 21.2463 | 0 | 32.8491 | 0
2023 | 7 | 21 | 7 | 56.7661 | 0 | 22.2952 | 0 | 34.4709 | 0
2023 | 7 | 21 | 8 | 60.0569 | 0 | 23.5877 | 0 | 36.4692 | 0
2023 | 7 | 21 | 9 | 60.9303 | 0 | 23.9307 | 0 | 36.9996 | 0
2023 | 7 | 21 | 10 | 59.861 | 0 | 23.5108 | 0 | 36.3502 | 0
2023 | 7 | 21 | 11 | 59.1753 | 0 | 23.2414 | 0 | 35.9338 | 0
2023 | 7 | 21 | 12 | 59.0471 | 0 | 23.1911 | 0 | 35.856 | 0
2023 | 7 | 21 | 13 | 67.0903 | 0 | 26.3501 | 0 | 40.7402 | 0
2023 | 7 | 21 | 14 | 68.8601 | 0 | 27.0452 | 0 | 41.8149 | 0
2023 | 7 | 21 | 15 | 73.237 | 0 | 28.7643 | 0 | 44.4728 | 0
2023 | 7 | 21 | 16 | 78.3263 | 0 | 30.7631 | 0 | 47.5632 | 0
2023 | 7 | 21 | 17 | 83.4238 | 3.4238 | 32.7652 | 0 | 50.6586 | 0
2023 | 7 | 21 | 18 | 90.1429 | 10.1429 | 35.4042 | 0 | 54.7387 | 0
2023 | 7 | 21 | 19 | 89.6629 | 9.6629 | 35.2156 | 0 | 54.4472 | 0
2023 | 7 | 21 | 20 | 91.5878 | 11.5878 | 35.9717 | 0 | 55.6162 | 0
2023 | 7 | 21 | 21 | 89.254 | 9.254 | 35.055 | 0 | 54.1989 | 0
2023 | 7 | 21 | 22 | 86.4762 | 6.4762 | 33.964 | 0 | 52.5121 | 0
2023 | 7 | 21 | 23 | 79.1176 | 0 | 31.0739 | 0 | 48.0437 | 0
2023 | 7 | 21 | 24 | 70.3487 | 0 | 27.6299 | 0 | 42.7188 | 0
2023 | 7 | 22 | 1 | 68.0394 | 0 | 26.7229 | 0 | 41.3165 | 0
2023 | 7 | 22 | 2 | 56.2071 | 0 | 22.0757 | 0 | 34.1314 | 0
2023 | 7 | 22 | 3 | 52.385 | 0 | 20.5745 | 0 | 31.8105 | 0
2023 | 7 | 22 | 4 | 49.7221 | 0 | 19.5286 | 0 | 30.1934 | 0
2023 | 7 | 22 | 5 | 48.5043 | 0 | 19.0504 | 0 | 29.4539 | 0
2023 | 7 | 22 | 6 | 49.3177 | 0 | 19.3698 | 0 | 29.9479 | 0
2023 | 7 | 22 | 7 | 52.3717 | 0 | 20.5693 | 0 | 31.8024 | 0
2023 | 7 | 22 | 8 | 55.8636 | 0 | 21.9408 | 0 | 33.9229 | 0
2023 | 7 | 22 | 9 | 62.4226 | 0 | 24.5169 | 0 | 37.9058 | 0
2023 | 7 | 22 | 10 | 67.9236 | 0 | 26.6774 | 0 | 41.2462 | 0
2023 | 7 | 22 | 11 | 71.7203 | 0 | 28.1686 | 0 | 43.5517 | 0
2023 | 7 | 22 | 12 | 72.49 | 0 | 28.4709 | 0 | 44.0191 | 0
2023 | 7 | 22 | 13 | 69.4574 | 0 | 27.2798 | 0 | 42.1776 | 0
2023 | 7 | 22 | 14 | 69.4778 | 0 | 27.2878 | 0 | 42.19 | 0
2023 | 7 | 22 | 15 | 71.0989 | 0 | 27.9245 | 0 | 43.1744 | 0
2023 | 7 | 22 | 16 | 74.9758 | 0 | 29.4472 | 0 | 45.5286 | 0
2023 | 7 | 22 | 17 | 81.9903 | 1.9903 | 32.2022 | 0 | 49.7881 | 0
2023 | 7 | 22 | 18 | 91.6932 | 11.6932 | 36.013 | 0 | 55.6801 | 0
2023 | 7 | 22 | 19 | 95.1036 | 15.1036 | 37.3525 | 0.3525 | 57.7511 | 0
2023 | 7 | 22 | 20 | 98.2068 | 18.2068 | 38.5713 | 1.5713 | 59.6355 | 0
2023 | 7 | 22 | 21 | 94.0117 | 14.0117 | 36.9237 | 0 | 57.088 | 0
2023 | 7 | 22 | 22 | 88.5185 | 8.5185 | 34.7662 | 0 | 53.7523 | 0
2023 | 7 | 22 | 23 | 80.6703 | 0.67034 | 31.6838 | 0 | 48.9866 | 0
2023 | 7 | 22 | 24 | 71.6287 | 0 | 28.1326 | 0 | 43.4961 | 0
2023 | 7 | 23 | 1 | 62.5088 | 0 | 24.5507 | 0 | 37.9581 | 0
2023 | 7 | 23 | 2 | 63.8784 | 0 | 25.0886 | 0 | 38.7898 | 0
2023 | 7 | 23 | 3 | 60.2905 | 0 | 23.6794 | 0 | 36.611 | 0
2023 | 7 | 23 | 4 | 57.978 | 0 | 22.7712 | 0 | 35.2068 | 0
2023 | 7 | 23 | 5 | 56.1439 | 0 | 22.0509 | 0 | 34.0931 | 0
2023 | 7 | 23 | 6 | 56.1874 | 0 | 22.0679 | 0 | 34.1195 | 0
2023 | 7 | 23 | 7 | 56.2903 | 0 | 22.1084 | 0 | 34.182 | 0
2023 | 7 | 23 | 8 | 58.5619 | 0 | 23.0005 | 0 | 35.5614 | 0
2023 | 7 | 23 | 9 | 59.4116 | 0 | 23.3343 | 0 | 36.0774 | 0
2023 | 7 | 23 | 10 | 61.2489 | 0 | 24.0559 | 0 | 37.193 | 0
2023 | 7 | 23 | 11 | 62.5471 | 0 | 24.5658 | 0 | 37.9814 | 0
2023 | 7 | 23 | 12 | 63.2432 | 0 | 24.8392 | 0 | 38.4041 | 0
2023 | 7 | 23 | 13 | 70.6335 | 0 | 27.7417 | 0 | 42.8917 | 0
2023 | 7 | 23 | 14 | 72.0667 | 0 | 28.3046 | 0 | 43.7621 | 0
2023 | 7 | 23 | 15 | 74.0804 | 0 | 29.0955 | 0 | 44.9849 | 0
2023 | 7 | 23 | 16 | 77.8387 | 0 | 30.5716 | 0 | 47.2671 | 0
2023 | 7 | 23 | 17 | 85.7683 | 5.7683 | 33.686 | 0 | 52.0823 | 0
2023 | 7 | 23 | 18 | 94.5264 | 14.5264 | 37.1258 | 0.12582 | 57.4006 | 0
2023 | 7 | 23 | 19 | 100.0603 | 20.0603 | 39.2993 | 2.2993 | 60.761 | 0
2023 | 7 | 23 | 20 | 102.9354 | 22.9354 | 40.4285 | 3.4285 | 62.5069 | 0
2023 | 7 | 23 | 21 | 99.2137 | 19.2137 | 38.9668 | 1.9668 | 60.2469 | 0
2023 | 7 | 23 | 22 | 94.7506 | 14.7506 | 37.2139 | 0.21385 | 57.5367 | 0
2023 | 7 | 23 | 23 | 86.1143 | 6.1143 | 33.8219 | 0 | 52.2924 | 0
2023 | 7 | 23 | 24 | 77.1662 | 0 | 30.3075 | 0 | 46.8587 | 0
2023 | 7 | 24 | 1 | 68.1541 | 0 | 26.7679 | 0 | 41.3862 | 0
2023 | 7 | 24 | 2 | 65.0586 | 0 | 25.5521 | 0 | 39.5064 | 0
2023 | 7 | 24 | 3 | 62.2943 | 0 | 24.4665 | 0 | 37.8278 | 0
2023 | 7 | 24 | 4 | 60.4971 | 0 | 23.7606 | 0 | 36.7365 | 0
2023 | 7 | 24 | 5 | 59.4463 | 0 | 23.3479 | 0 | 36.0984 | 0
2023 | 7 | 24 | 6 | 60.1736 | 0 | 23.6336 | 0 | 36.5401 | 0
2023 | 7 | 24 | 7 | 62.9519 | 0 | 24.7247 | 0 | 38.2272 | 0
2023 | 7 | 24 | 8 | 67.4832 | 0 | 26.5044 | 0 | 40.9787 | 0
2023 | 7 | 24 | 9 | 71.2943 | 0 | 28.0013 | 0 | 43.2931 | 0
2023 | 7 | 24 | 10 | 73.9092 | 0 | 29.0283 | 0 | 44.8809 | 0
2023 | 7 | 24 | 11 | 75.059 | 0 | 29.4799 | 0 | 45.5791 | 0
2023 | 7 | 24 | 12 | 75.0096 | 0 | 29.4605 | 0 | 45.5491 | 0
2023 | 7 | 24 | 13 | 77.9893 | 0 | 30.6308 | 0 | 47.3585 | 0
2023 | 7 | 24 | 14 | 80.2702 | 0.2702 | 31.5266 | 0 | 48.7436 | 0
2023 | 7 | 24 | 15 | 82.5946 | 2.5946 | 32.4395 | 0 | 50.1551 | 0
2023 | 7 | 24 | 16 | 84.4887 | 4.4887 | 33.1834 | 0 | 51.3052 | 0
2023 | 7 | 24 | 17 | 87.9797 | 7.9797 | 34.5545 | 0 | 53.4251 | 0
2023 | 7 | 24 | 18 | 91.8091 | 11.8091 | 36.0586 | 0 | 55.7505 | 0
2023 | 7 | 24 | 19 | 92.8115 | 12.8115 | 36.4523 | 0 | 56.3592 | 0
2023 | 7 | 24 | 20 | 92.8965 | 12.8965 | 36.4857 | 0 | 56.4109 | 0
2023 | 7 | 24 | 21 | 90.7881 | 10.7881 | 35.6576 | 0 | 55.1305 | 0
2023 | 7 | 24 | 22 | 87.4766 | 7.4766 | 34.357 | 0 | 53.1196 | 0
2023 | 7 | 24 | 23 | 79.3935 | 0 | 31.1823 | 0 | 48.2112 | 0
2023 | 7 | 24 | 24 | 71.2735 | 0 | 27.9931 | 0 | 43.2804 | 0
2023 | 7 | 25 | 1 | 65.0528 | 0 | 25.5499 | 0 | 39.5029 | 0
2023 | 7 | 25 | 2 | 58.3504 | 0 | 22.9175 | 0 | 35.4329 | 0
2023 | 7 | 25 | 3 | 55.313 | 0 | 21.7245 | 0 | 33.5885 | 0
2023 | 7 | 25 | 4 | 53.1896 | 0 | 20.8905 | 0 | 32.2991 | 0
2023 | 7 | 25 | 5 | 52.5544 | 0 | 20.6411 | 0 | 31.9134 | 0
2023 | 7 | 25 | 6 | 54.0555 | 0 | 21.2306 | 0 | 32.8249 | 0
2023 | 7 | 25 | 7 | 57.856 | 0 | 22.7233 | 0 | 35.1327 | 0
2023 | 7 | 25 | 8 | 62.2397 | 0 | 24.445 | 0 | 37.7947 | 0
2023 | 7 | 25 | 9 | 67.7214 | 0 | 26.598 | 0 | 41.1234 | 0
2023 | 7 | 25 | 10 | 71.4378 | 0 | 28.0576 | 0 | 43.3802 | 0
2023 | 7 | 25 | 11 | 73.8737 | 0 | 29.0143 | 0 | 44.8593 | 0
2023 | 7 | 25 | 12 | 74.3859 | 0 | 29.2155 | 0 | 45.1704 | 0
2023 | 7 | 25 | 13 | 70.9282 | 0 | 27.8575 | 0 | 43.0707 | 0
2023 | 7 | 25 | 14 | 73.1824 | 0 | 28.7428 | 0 | 44.4396 | 0
2023 | 7 | 25 | 15 | 77.6959 | 0 | 30.5155 | 0 | 47.1803 | 0
2023 | 7 | 25 | 16 | 82.2921 | 2.2921 | 32.3207 | 0 | 49.9714 | 0
2023 | 7 | 25 | 17 | 88.0043 | 8.0043 | 34.5642 | 0 | 53.4401 | 0
2023 | 7 | 25 | 18 | 94.3925 | 14.3925 | 37.0732 | 0.07324 | 57.3193 | 0
2023 | 7 | 25 | 19 | 98.004 | 18.004 | 38.4917 | 1.4917 | 59.5123 | 0
2023 | 7 | 25 | 20 | 101.5355 | 21.5355 | 39.8787 | 2.8787 | 61.6568 | 0
2023 | 7 | 25 | 21 | 98.2976 | 18.2976 | 38.607 | 1.607 | 59.6906 | 0
2023 | 7 | 25 | 22 | 93.8621 | 13.8621 | 36.8649 | 0 | 56.9972 | 0
2023 | 7 | 25 | 23 | 84.1087 | 4.1087 | 33.0342 | 0 | 51.0745 | 0
2023 | 7 | 25 | 24 | 74.3547 | 0 | 29.2033 | 0 | 45.1515 | 0
2023 | 7 | 26 | 1 | 65.6428 | 0 | 25.7816 | 0 | 39.8612 | 0
2023 | 7 | 26 | 2 | 62.5132 | 0 | 24.5524 | 0 | 37.9608 | 0
2023 | 7 | 26 | 3 | 59.4266 | 0 | 23.3401 | 0 | 36.0864 | 0
2023 | 7 | 26 | 4 | 57.5548 | 0 | 22.605 | 0 | 34.9498 | 0
2023 | 7 | 26 | 5 | 56.8725 | 0 | 22.337 | 0 | 34.5355 | 0
2023 | 7 | 26 | 6 | 58.1807 | 0 | 22.8508 | 0 | 35.3299 | 0
2023 | 7 | 26 | 7 | 59.5062 | 0 | 23.3714 | 0 | 36.1348 | 0
2023 | 7 | 26 | 8 | 63.2941 | 0 | 24.8591 | 0 | 38.4349 | 0
2023 | 7 | 26 | 9 | 63.6806 | 0 | 25.011 | 0 | 38.6697 | 0
2023 | 7 | 26 | 10 | 62.3563 | 0 | 24.4908 | 0 | 37.8655 | 0
2023 | 7 | 26 | 11 | 61.036 | 0 | 23.9722 | 0 | 37.0637 | 0
2023 | 7 | 26 | 12 | 60.5568 | 0 | 23.7841 | 0 | 36.7728 | 0
2023 | 7 | 26 | 13 | 69.2167 | 0 | 27.1853 | 0 | 42.0314 | 0
2023 | 7 | 26 | 14 | 71.33 | 0 | 28.0153 | 0 | 43.3147 | 0
2023 | 7 | 26 | 15 | 74.4353 | 0 | 29.2349 | 0 | 45.2004 | 0
2023 | 7 | 26 | 16 | 78.3651 | 0 | 30.7784 | 0 | 47.5867 | 0
2023 | 7 | 26 | 17 | 84.7957 | 4.7957 | 33.304 | 0 | 51.4917 | 0
2023 | 7 | 26 | 18 | 92.7634 | 12.7634 | 36.4334 | 0 | 56.33 | 0
2023 | 7 | 26 | 19 | 94.0596 | 14.0596 | 36.9425 | 0 | 57.1171 | 0
2023 | 7 | 26 | 20 | 97.0108 | 17.0108 | 38.1016 | 1.1016 | 58.9092 | 0
2023 | 7 | 26 | 21 | 94.5386 | 14.5386 | 37.1306 | 0.13062 | 57.408 | 0
2023 | 7 | 26 | 22 | 90.2585 | 10.2585 | 35.4496 | 0 | 54.8089 | 0
2023 | 7 | 26 | 23 | 81.0122 | 1.0122 | 31.818 | 0 | 49.1942 | 0
2023 | 7 | 26 | 24 | 71.8181 | 0 | 28.207 | 0 | 43.6111 | 0
2023 | 7 | 27 | 1 | 64.5885 | 0 | 25.3675 | 0 | 39.221 | 0
2023 | 7 | 27 | 2 | 63.6007 | 0 | 24.9796 | 0 | 38.6212 | 0
2023 | 7 | 27 | 3 | 60.7225 | 0 | 23.8491 | 0 | 36.8734 | 0
2023 | 7 | 27 | 4 | 58.7141 | 0 | 23.0603 | 0 | 35.6538 | 0
2023 | 7 | 27 | 5 | 57.9497 | 0 | 22.7601 | 0 | 35.1896 | 0
2023 | 7 | 27 | 6 | 59.4282 | 0 | 23.3408 | 0 | 36.0874 | 0
2023 | 7 | 27 | 7 | 60.1625 | 0 | 23.6292 | 0 | 36.5333 | 0
2023 | 7 | 27 | 8 | 64.2545 | 0 | 25.2363 | 0 | 39.0182 | 0
2023 | 7 | 27 | 9 | 65.4063 | 0 | 25.6887 | 0 | 39.7176 | 0
2023 | 7 | 27 | 10 | 64.3593 | 0 | 25.2775 | 0 | 39.0818 | 0
2023 | 7 | 27 | 11 | 63.8149 | 0 | 25.0637 | 0 | 38.7512 | 0
2023 | 7 | 27 | 12 | 64.9419 | 0 | 25.5063 | 0 | 39.4356 | 0
2023 | 7 | 27 | 13 | 66.0937 | 0 | 25.9587 | 0 | 40.135 | 0
2023 | 7 | 27 | 14 | 68.1372 | 0 | 26.7613 | 0 | 41.3759 | 0
2023 | 7 | 27 | 15 | 71.9745 | 0 | 28.2684 | 0 | 43.7061 | 0
2023 | 7 | 27 | 16 | 77.9466 | 0 | 30.614 | 0 | 47.3326 | 0
2023 | 7 | 27 | 17 | 84.9688 | 4.9688 | 33.372 | 0 | 51.5968 | 0
2023 | 7 | 27 | 18 | 93.4883 | 13.4883 | 36.7181 | 0 | 56.7702 | 0
2023 | 7 | 27 | 19 | 100.6873 | 20.6873 | 39.5456 | 2.5456 | 61.1418 | 0
2023 | 7 | 27 | 20 | 103.7685 | 23.7685 | 40.7557 | 3.7557 | 63.0128 | 0
2023 | 7 | 27 | 21 | 101.2595 | 21.2595 | 39.7703 | 2.7703 | 61.4892 | 0
2023 | 7 | 27 | 22 | 97.0889 | 17.0889 | 38.1323 | 1.1323 | 58.9567 | 0
2023 | 7 | 27 | 23 | 88.1989 | 8.1989 | 34.6407 | 0 | 53.5583 | 0
2023 | 7 | 27 | 24 | 78.6637 | 0 | 30.8956 | 0 | 47.768 | 0
2023 | 7 | 28 | 1 | 71.215 | 0 | 27.9701 | 0 | 43.2449 | 0
2023 | 7 | 28 | 2 | 68.9738 | 0 | 27.0899 | 0 | 41.8839 | 0
2023 | 7 | 28 | 3 | 65.9064 | 0 | 25.8851 | 0 | 40.0212 | 0
2023 | 7 | 28 | 4 | 64.2216 | 0 | 25.2234 | 0 | 38.9982 | 0
2023 | 7 | 28 | 5 | 63.1164 | 0 | 24.7893 | 0 | 38.327 | 0
2023 | 7 | 28 | 6 | 63.9433 | 0 | 25.1141 | 0 | 38.8292 | 0
2023 | 7 | 28 | 7 | 65.0501 | 0 | 25.5488 | 0 | 39.5013 | 0
2023 | 7 | 28 | 8 | 68.9929 | 0 | 27.0974 | 0 | 41.8955 | 0
2023 | 7 | 28 | 9 | 70.8744 | 0 | 27.8364 | 0 | 43.0381 | 0
2023 | 7 | 28 | 10 | 71.2757 | 0 | 27.994 | 0 | 43.2818 | 0
2023 | 7 | 28 | 11 | 71.1757 | 0 | 27.9547 | 0 | 43.221 | 0
2023 | 7 | 28 | 12 | 71.499 | 0 | 28.0817 | 0 | 43.4173 | 0
2023 | 7 | 28 | 13 | 79.9698 | 0 | 31.4086 | 0 | 48.5612 | 0
2023 | 7 | 28 | 14 | 81.8209 | 1.8209 | 32.1357 | 0 | 49.6853 | 0
2023 | 7 | 28 | 15 | 84.8272 | 4.8272 | 33.3164 | 0 | 51.5108 | 0
2023 | 7 | 28 | 16 | 87.3048 | 7.3048 | 34.2895 | 0 | 53.0153 | 0
2023 | 7 | 28 | 17 | 90.7864 | 10.7864 | 35.6569 | 0 | 55.1295 | 0
2023 | 7 | 28 | 18 | 95.1875 | 15.1875 | 37.3854 | 0.38545 | 57.802 | 0
2023 | 7 | 28 | 19 | 93.7938 | 13.7938 | 36.8381 | 0 | 56.9557 | 0
2023 | 7 | 28 | 20 | 93.8271 | 13.8271 | 36.8511 | 0 | 56.9759 | 0
2023 | 7 | 28 | 21 | 91.7978 | 11.7978 | 36.0541 | 0 | 55.7437 | 0
2023 | 7 | 28 | 22 | 88.7696 | 8.7696 | 34.8648 | 0 | 53.9048 | 0
2023 | 7 | 28 | 23 | 81.3011 | 1.3011 | 31.9315 | 0 | 49.3696 | 0
2023 | 7 | 28 | 24 | 73.0115 | 0 | 28.6757 | 0 | 44.3358 | 0
2023 | 7 | 29 | 1 | 67.6671 | 0 | 26.5767 | 0 | 41.0904 | 0
2023 | 7 | 29 | 2 | 60.4844 | 0 | 23.7556 | 0 | 36.7288 | 0
2023 | 7 | 29 | 3 | 57.1329 | 0 | 22.4393 | 0 | 34.6936 | 0
2023 | 7 | 29 | 4 | 54.8216 | 0 | 21.5315 | 0 | 33.2901 | 0
2023 | 7 | 29 | 5 | 53.2518 | 0 | 20.915 | 0 | 32.3368 | 0
2023 | 7 | 29 | 6 | 53.2764 | 0 | 20.9246 | 0 | 32.3518 | 0
2023 | 7 | 29 | 7 | 51.7787 | 0 | 20.3364 | 0 | 31.4423 | 0
2023 | 7 | 29 | 8 | 53.8177 | 0 | 21.1372 | 0 | 32.6805 | 0
2023 | 7 | 29 | 9 | 54.048 | 0 | 21.2277 | 0 | 32.8203 | 0
2023 | 7 | 29 | 10 | 53.6519 | 0 | 21.0721 | 0 | 32.5798 | 0
2023 | 7 | 29 | 11 | 53.1697 | 0 | 20.8827 | 0 | 32.287 | 0
2023 | 7 | 29 | 12 | 53.9188 | 0 | 21.1769 | 0 | 32.7419 | 0
2023 | 7 | 29 | 13 | 58.5835 | 0 | 23.009 | 0 | 35.5745 | 0
2023 | 7 | 29 | 14 | 58.8906 | 0 | 23.1296 | 0 | 35.7609 | 0
2023 | 7 | 29 | 15 | 60.4988 | 0 | 23.7613 | 0 | 36.7375 | 0
2023 | 7 | 29 | 16 | 63.5735 | 0 | 24.9689 | 0 | 38.6046 | 0
2023 | 7 | 29 | 17 | 69.2369 | 0 | 27.1932 | 0 | 42.0437 | 0
2023 | 7 | 29 | 18 | 75.5638 | 0 | 29.6781 | 0 | 45.8857 | 0
2023 | 7 | 29 | 19 | 81.3244 | 1.3244 | 31.9407 | 0 | 49.3838 | 0
2023 | 7 | 29 | 20 | 82.9628 | 2.9628 | 32.5841 | 0 | 50.3786 | 0
2023 | 7 | 29 | 21 | 80.2668 | 0.2668 | 31.5253 | 0 | 48.7415 | 0
2023 | 7 | 29 | 22 | 76.7963 | 0 | 30.1622 | 0 | 46.6341 | 0
2023 | 7 | 29 | 23 | 70.7449 | 0 | 27.7855 | 0 | 42.9594 | 0
2023 | 7 | 29 | 24 | 64.32 | 0 | 25.2621 | 0 | 39.0579 | 0
2023 | 7 | 30 | 1 | 57.6667 | 0 | 22.6489 | 0 | 35.0177 | 0
2023 | 7 | 30 | 2 | 54.3955 | 0 | 21.3642 | 0 | 33.0313 | 0
2023 | 7 | 30 | 3 | 51.8218 | 0 | 20.3533 | 0 | 31.4685 | 0
2023 | 7 | 30 | 4 | 50.1008 | 0 | 19.6774 | 0 | 30.4234 | 0
2023 | 7 | 30 | 5 | 48.8374 | 0 | 19.1812 | 0 | 29.6562 | 0
2023 | 7 | 30 | 6 | 49.0139 | 0 | 19.2505 | 0 | 29.7634 | 0
2023 | 7 | 30 | 7 | 48.1302 | 0 | 18.9034 | 0 | 29.2268 | 0
2023 | 7 | 30 | 8 | 49.9583 | 0 | 19.6214 | 0 | 30.3369 | 0
2023 | 7 | 30 | 9 | 51.6218 | 0 | 20.2748 | 0 | 31.3471 | 0
2023 | 7 | 30 | 10 | 52.5297 | 0 | 20.6313 | 0 | 31.8983 | 0
2023 | 7 | 30 | 11 | 51.8388 | 0 | 20.36 | 0 | 31.4788 | 0
2023 | 7 | 30 | 12 | 52.751 | 0 | 20.7183 | 0 | 32.0327 | 0
2023 | 7 | 30 | 13 | 49.3963 | 0 | 19.4007 | 0 | 29.9956 | 0
2023 | 7 | 30 | 14 | 50.6094 | 0 | 19.8771 | 0 | 30.7322 | 0
2023 | 7 | 30 | 15 | 53 | 0 | 20.8161 | 0 | 32.184 | 0
2023 | 7 | 30 | 16 | 57.7249 | 0 | 22.6718 | 0 | 35.0531 | 0
2023 | 7 | 30 | 17 | 64.2291 | 0 | 25.2264 | 0 | 39.0027 | 0
2023 | 7 | 30 | 18 | 72.0683 | 0 | 28.3053 | 0 | 43.763 | 0
2023 | 7 | 30 | 19 | 76.7657 | 0 | 30.1502 | 0 | 46.6155 | 0
2023 | 7 | 30 | 20 | 78.5135 | 0 | 30.8366 | 0 | 47.6768 | 0
2023 | 7 | 30 | 21 | 76.7206 | 0 | 30.1325 | 0 | 46.5881 | 0
2023 | 7 | 30 | 22 | 73.8511 | 0 | 29.0055 | 0 | 44.8456 | 0
2023 | 7 | 30 | 23 | 67.7104 | 0 | 26.5937 | 0 | 41.1167 | 0
2023 | 7 | 30 | 24 | 61.442 | 0 | 24.1317 | 0 | 37.3103 | 0
2023 | 7 | 31 | 1 | 56.8728 | 0 | 22.3371 | 0 | 34.5356 | 0
2023 | 7 | 31 | 2 | 55.1602 | 0 | 21.6645 | 0 | 33.4957 | 0
2023 | 7 | 31 | 3 | 53.0725 | 0 | 20.8445 | 0 | 32.228 | 0
2023 | 7 | 31 | 4 | 51.8418 | 0 | 20.3612 | 0 | 31.4806 | 0
2023 | 7 | 31 | 5 | 51.5434 | 0 | 20.244 | 0 | 31.2994 | 0
2023 | 7 | 31 | 6 | 52.9063 | 0 | 20.7793 | 0 | 32.127 | 0
2023 | 7 | 31 | 7 | 56.0461 | 0 | 22.0124 | 0 | 34.0337 | 0
2023 | 7 | 31 | 8 | 59.7794 | 0 | 23.4787 | 0 | 36.3007 | 0
2023 | 7 | 31 | 9 | 62.1868 | 0 | 24.4242 | 0 | 37.7626 | 0
2023 | 7 | 31 | 10 | 62.9103 | 0 | 24.7084 | 0 | 38.2019 | 0
2023 | 7 | 31 | 11 | 62.9788 | 0 | 24.7353 | 0 | 38.2435 | 0
2023 | 7 | 31 | 12 | 62.5787 | 0 | 24.5782 | 0 | 38.0005 | 0
2023 | 7 | 31 | 13 | 62.5636 | 0 | 24.5722 | 0 | 37.9914 | 0
2023 | 7 | 31 | 14 | 64.0503 | 0 | 25.1562 | 0 | 38.8942 | 0
2023 | 7 | 31 | 15 | 66.286 | 0 | 26.0342 | 0 | 40.2518 | 0
2023 | 7 | 31 | 16 | 69.3635 | 0 | 27.2429 | 0 | 42.1206 | 0
2023 | 7 | 31 | 17 | 73.6792 | 0 | 28.9379 | 0 | 44.7412 | 0
2023 | 7 | 31 | 18 | 78.7355 | 0 | 30.9238 | 0 | 47.8117 | 0
2023 | 7 | 31 | 19 | 83.2569 | 3.2569 | 32.6996 | 0 | 50.5572 | 0
2023 | 7 | 31 | 20 | 85.264 | 5.264 | 33.488 | 0 | 51.7761 | 0
2023 | 7 | 31 | 21 | 83.7177 | 3.7177 | 32.8806 | 0 | 50.837 | 0
2023 | 7 | 31 | 22 | 80.2491 | 0.24908 | 31.5183 | 0 | 48.7308 | 0
2023 | 7 | 31 | 23 | 72.7101 | 0 | 28.5573 | 0 | 44.1528 | 0
2023 | 7 | 31 | 24 | 65.3978 | 0 | 25.6854 | 0 | 39.7124 | 0
2023 | 8 | 1 | 1 | 58.926 | 0 | 23.1436 | 0 | 35.7825 | 0
2023 | 8 | 1 | 2 | 60.0265 | 0 | 23.5758 | 0 | 36.4507 | 0
2023 | 8 | 1 | 3 | 57.7913 | 0 | 22.6979 | 0 | 35.0934 | 0
2023 | 8 | 1 | 4 | 56.4647 | 0 | 22.1769 | 0 | 34.2879 | 0
2023 | 8 | 1 | 5 | 56.5435 | 0 | 22.2078 | 0 | 34.3357 | 0
2023 | 8 | 1 | 6 | 57.8612 | 0 | 22.7253 | 0 | 35.1359 | 0
2023 | 8 | 1 | 7 | 61.7604 | 0 | 24.2568 | 0 | 37.5036 | 0
2023 | 8 | 1 | 8 | 64.7585 | 0 | 25.4343 | 0 | 39.3242 | 0
2023 | 8 | 1 | 9 | 67.6026 | 0 | 26.5513 | 0 | 41.0513 | 0
2023 | 8 | 1 | 10 | 67.9429 | 0 | 26.685 | 0 | 41.2579 | 0
2023 | 8 | 1 | 11 | 68.1729 | 0 | 26.7753 | 0 | 41.3976 | 0
2023 | 8 | 1 | 12 | 69.3004 | 0 | 27.2182 | 0 | 42.0823 | 0
2023 | 8 | 1 | 13 | 67.5828 | 0 | 26.5435 | 0 | 41.0392 | 0
2023 | 8 | 1 | 14 | 69.3342 | 0 | 27.2314 | 0 | 42.1028 | 0
2023 | 8 | 1 | 15 | 72.8613 | 0 | 28.6167 | 0 | 44.2446 | 0
2023 | 8 | 1 | 16 | 76.2482 | 0 | 29.9469 | 0 | 46.3012 | 0
2023 | 8 | 1 | 17 | 82.6007 | 2.6007 | 32.4419 | 0 | 50.1588 | 0
2023 | 8 | 1 | 18 | 90.5191 | 10.5191 | 35.5519 | 0 | 54.9672 | 0
2023 | 8 | 1 | 19 | 94.9862 | 14.9862 | 37.3064 | 0.30642 | 57.6798 | 0
2023 | 8 | 1 | 20 | 96.5096 | 16.5096 | 37.9047 | 0.90474 | 58.6049 | 0
2023 | 8 | 1 | 21 | 94.315 | 14.315 | 37.0428 | 0.042788 | 57.2722 | 0
2023 | 8 | 1 | 22 | 90.4856 | 10.4856 | 35.5388 | 0 | 54.9468 | 0
2023 | 8 | 1 | 23 | 81.4595 | 1.4595 | 31.9937 | 0 | 49.4658 | 0
2023 | 8 | 1 | 24 | 72.8531 | 0 | 28.6135 | 0 | 44.2396 | 0
2023 | 8 | 2 | 1 | 65.838 | 0 | 25.8583 | 0 | 39.9797 | 0
2023 | 8 | 2 | 2 | 60.6837 | 0 | 23.8339 | 0 | 36.8498 | 0
2023 | 8 | 2 | 3 | 58.1791 | 0 | 22.8502 | 0 | 35.3289 | 0
2023 | 8 | 2 | 4 | 56.6669 | 0 | 22.2563 | 0 | 34.4106 | 0
2023 | 8 | 2 | 5 | 56.889 | 0 | 22.3435 | 0 | 34.5455 | 0
2023 | 8 | 2 | 6 | 58.3572 | 0 | 22.9201 | 0 | 35.4371 | 0
2023 | 8 | 2 | 7 | 57.5616 | 0 | 22.6077 | 0 | 34.954 | 0
2023 | 8 | 2 | 8 | 60.6824 | 0 | 23.8334 | 0 | 36.8491 | 0
2023 | 8 | 2 | 9 | 61.5169 | 0 | 24.1611 | 0 | 37.3558 | 0
2023 | 8 | 2 | 10 | 59.3562 | 0 | 23.3125 | 0 | 36.0437 | 0
2023 | 8 | 2 | 11 | 57.5104 | 0 | 22.5875 | 0 | 34.9228 | 0
2023 | 8 | 2 | 12 | 57.7442 | 0 | 22.6794 | 0 | 35.0648 | 0
2023 | 8 | 2 | 13 | 57.4159 | 0 | 22.5504 | 0 | 34.8655 | 0
2023 | 8 | 2 | 14 | 59.4032 | 0 | 23.3309 | 0 | 36.0722 | 0
2023 | 8 | 2 | 15 | 62.7042 | 0 | 24.6275 | 0 | 38.0767 | 0
2023 | 8 | 2 | 16 | 67.5172 | 0 | 26.5178 | 0 | 40.9994 | 0
2023 | 8 | 2 | 17 | 76.8326 | 0 | 30.1765 | 0 | 46.6562 | 0
2023 | 8 | 2 | 18 | 88.8787 | 8.8787 | 34.9076 | 0 | 53.9711 | 0
2023 | 8 | 2 | 19 | 94.8458 | 14.8458 | 37.2513 | 0.25127 | 57.5946 | 0
2023 | 8 | 2 | 20 | 97.6476 | 17.6476 | 38.3517 | 1.3517 | 59.2959 | 0
2023 | 8 | 2 | 21 | 95.4393 | 15.4393 | 37.4844 | 0.48437 | 57.955 | 0
2023 | 8 | 2 | 22 | 91.2979 | 11.2979 | 35.8578 | 0 | 55.4401 | 0
2023 | 8 | 2 | 23 | 82.0752 | 2.0752 | 32.2355 | 0 | 49.8397 | 0
2023 | 8 | 2 | 24 | 73.2906 | 0 | 28.7853 | 0 | 44.5053 | 0
2023 | 8 | 3 | 1 | 66.5427 | 0 | 26.1351 | 0 | 40.4077 | 0
2023 | 8 | 3 | 2 | 64.5363 | 0 | 25.347 | 0 | 39.1893 | 0
2023 | 8 | 3 | 3 | 62.0018 | 0 | 24.3516 | 0 | 37.6502 | 0
2023 | 8 | 3 | 4 | 60.4909 | 0 | 23.7582 | 0 | 36.7328 | 0
2023 | 8 | 3 | 5 | 60.2353 | 0 | 23.6578 | 0 | 36.5775 | 0
2023 | 8 | 3 | 6 | 61.4822 | 0 | 24.1475 | 0 | 37.3347 | 0
2023 | 8 | 3 | 7 | 63.337 | 0 | 24.876 | 0 | 38.461 | 0
2023 | 8 | 3 | 8 | 66.6131 | 0 | 26.1627 | 0 | 40.4504 | 0
2023 | 8 | 3 | 9 | 67.3917 | 0 | 26.4685 | 0 | 40.9232 | 0
2023 | 8 | 3 | 10 | 65.3325 | 0 | 25.6597 | 0 | 39.6728 | 0
2023 | 8 | 3 | 11 | 63.7748 | 0 | 25.048 | 0 | 38.7269 | 0
2023 | 8 | 3 | 12 | 64.7229 | 0 | 25.4203 | 0 | 39.3026 | 0
2023 | 8 | 3 | 13 | 64.4181 | 0 | 25.3006 | 0 | 39.1175 | 0
2023 | 8 | 3 | 14 | 66.8077 | 0 | 26.2391 | 0 | 40.5686 | 0
2023 | 8 | 3 | 15 | 70.2924 | 0 | 27.6078 | 0 | 42.6847 | 0
2023 | 8 | 3 | 16 | 75.4645 | 0 | 29.6391 | 0 | 45.8254 | 0
2023 | 8 | 3 | 17 | 83.6531 | 3.6531 | 32.8553 | 0 | 50.7978 | 0
2023 | 8 | 3 | 18 | 94.3595 | 14.3595 | 37.0602 | 0.060243 | 57.2992 | 0
2023 | 8 | 3 | 19 | 100.7138 | 20.7138 | 39.556 | 2.556 | 61.1579 | 0
2023 | 8 | 3 | 20 | 103.7522 | 23.7522 | 40.7493 | 3.7493 | 63.0029 | 0
2023 | 8 | 3 | 21 | 101.2372 | 21.2372 | 39.7615 | 2.7615 | 61.4757 | 0
2023 | 8 | 3 | 22 | 96.6722 | 16.6722 | 37.9686 | 0.9686 | 58.7036 | 0
2023 | 8 | 3 | 23 | 86.9876 | 6.9876 | 34.1649 | 0 | 52.8227 | 0
2023 | 8 | 3 | 24 | 77.8027 | 0 | 30.5575 | 0 | 47.2452 | 0
2023 | 8 | 4 | 1 | 70.0482 | 0 | 27.5118 | 0 | 42.5363 | 0
2023 | 8 | 4 | 2 | 67.7492 | 0 | 26.6089 | 0 | 41.1403 | 0
2023 | 8 | 4 | 3 | 64.9631 | 0 | 25.5146 | 0 | 39.4484 | 0
2023 | 8 | 4 | 4 | 63.2773 | 0 | 24.8525 | 0 | 38.4248 | 0
2023 | 8 | 4 | 5 | 62.907 | 0 | 24.7071 | 0 | 38.1999 | 0
2023 | 8 | 4 | 6 | 64.2702 | 0 | 25.2425 | 0 | 39.0277 | 0
2023 | 8 | 4 | 7 | 65.6158 | 0 | 25.771 | 0 | 39.8448 | 0
2023 | 8 | 4 | 8 | 68.8273 | 0 | 27.0324 | 0 | 41.795 | 0
2023 | 8 | 4 | 9 | 70.5732 | 0 | 27.7181 | 0 | 42.8552 | 0
2023 | 8 | 4 | 10 | 70.0578 | 0 | 27.5156 | 0 | 42.5421 | 0
2023 | 8 | 4 | 11 | 69.444 | 0 | 27.2745 | 0 | 42.1694 | 0
2023 | 8 | 4 | 12 | 69.6188 | 0 | 27.3432 | 0 | 42.2756 | 0
2023 | 8 | 4 | 13 | 65.4748 | 0 | 25.7156 | 0 | 39.7592 | 0
2023 | 8 | 4 | 14 | 68.4046 | 0 | 26.8663 | 0 | 41.5383 | 0
2023 | 8 | 4 | 15 | 73.3454 | 0 | 28.8068 | 0 | 44.5385 | 0
2023 | 8 | 4 | 16 | 79.1966 | 0 | 31.1049 | 0 | 48.0917 | 0
2023 | 8 | 4 | 17 | 87.9096 | 7.9096 | 34.527 | 0 | 53.3826 | 0
2023 | 8 | 4 | 18 | 99.096 | 19.096 | 38.9205 | 1.9205 | 60.1754 | 0
2023 | 8 | 4 | 19 | 104.5424 | 24.5424 | 41.0597 | 4.0597 | 63.4828 | 0
2023 | 8 | 4 | 20 | 106.694 | 26.694 | 41.9047 | 4.9047 | 64.7893 | 0
2023 | 8 | 4 | 21 | 103.5446 | 23.5446 | 40.6678 | 3.6678 | 62.8769 | 0
2023 | 8 | 4 | 22 | 99.3918 | 19.3918 | 39.0367 | 2.0367 | 60.3551 | 0
2023 | 8 | 4 | 23 | 90.0911 | 10.0911 | 35.3838 | 0 | 54.7073 | 0
2023 | 8 | 4 | 24 | 80.6661 | 0.66607 | 31.6821 | 0 | 48.984 | 0
2023 | 8 | 5 | 1 | 74.0766 | 0 | 29.094 | 0 | 44.9826 | 0
2023 | 8 | 5 | 2 | 62.2066 | 0 | 24.432 | 0 | 37.7746 | 0
2023 | 8 | 5 | 3 | 58.1561 | 0 | 22.8411 | 0 | 35.3149 | 0
2023 | 8 | 5 | 4 | 55.5912 | 0 | 21.8338 | 0 | 33.7574 | 0
2023 | 8 | 5 | 5 | 54.6992 | 0 | 21.4835 | 0 | 33.2158 | 0
2023 | 8 | 5 | 6 | 55.3636 | 0 | 21.7444 | 0 | 33.6192 | 0
2023 | 8 | 5 | 7 | 56.7164 | 0 | 22.2757 | 0 | 34.4407 | 0
2023 | 8 | 5 | 8 | 59.1278 | 0 | 23.2228 | 0 | 35.905 | 0
2023 | 8 | 5 | 9 | 63.0316 | 0 | 24.7561 | 0 | 38.2756 | 0
2023 | 8 | 5 | 10 | 65.4141 | 0 | 25.6918 | 0 | 39.7223 | 0
2023 | 8 | 5 | 11 | 67.7027 | 0 | 26.5906 | 0 | 41.1121 | 0
2023 | 8 | 5 | 12 | 70.0034 | 0 | 27.4943 | 0 | 42.5091 | 0
2023 | 8 | 5 | 13 | 74.3269 | 0 | 29.1923 | 0 | 45.1346 | 0
2023 | 8 | 5 | 14 | 75.2865 | 0 | 29.5692 | 0 | 45.7172 | 0
2023 | 8 | 5 | 15 | 76.7084 | 0 | 30.1277 | 0 | 46.5807 | 0
2023 | 8 | 5 | 16 | 79.2817 | 0 | 31.1384 | 0 | 48.1433 | 0
2023 | 8 | 5 | 17 | 85.5954 | 5.5954 | 33.6181 | 0 | 51.9773 | 0
2023 | 8 | 5 | 18 | 93.4533 | 13.4533 | 36.7043 | 0 | 56.7489 | 0
2023 | 8 | 5 | 19 | 100.7941 | 20.7941 | 39.5875 | 2.5875 | 61.2066 | 0
2023 | 8 | 5 | 20 | 100.5276 | 20.5276 | 39.4828 | 2.4828 | 61.0448 | 0
2023 | 8 | 5 | 21 | 96.6785 | 16.6785 | 37.9711 | 0.97106 | 58.7074 | 0
2023 | 8 | 5 | 22 | 91.7618 | 11.7618 | 36.04 | 0 | 55.7218 | 0
2023 | 8 | 5 | 23 | 83.6747 | 3.6747 | 32.8637 | 0 | 50.811 | 0
2023 | 8 | 5 | 24 | 75.3156 | 0 | 29.5807 | 0 | 45.735 | 0
2023 | 8 | 6 | 1 | 68.7759 | 0 | 27.0121 | 0 | 41.7638 | 0
2023 | 8 | 6 | 2 | 62.7798 | 0 | 24.6571 | 0 | 38.1227 | 0
2023 | 8 | 6 | 3 | 59.729 | 0 | 23.4589 | 0 | 36.2701 | 0
2023 | 8 | 6 | 4 | 57.3674 | 0 | 22.5314 | 0 | 34.836 | 0
2023 | 8 | 6 | 5 | 55.5309 | 0 | 21.8101 | 0 | 33.7208 | 0
2023 | 8 | 6 | 6 | 55.7107 | 0 | 21.8807 | 0 | 33.83 | 0
2023 | 8 | 6 | 7 | 54.612 | 0 | 21.4492 | 0 | 33.1628 | 0
2023 | 8 | 6 | 8 | 56.4547 | 0 | 22.1729 | 0 | 34.2818 | 0
2023 | 8 | 6 | 9 | 57.7558 | 0 | 22.6839 | 0 | 35.0719 | 0
2023 | 8 | 6 | 10 | 57.4566 | 0 | 22.5664 | 0 | 34.8902 | 0
2023 | 8 | 6 | 11 | 57.1699 | 0 | 22.4538 | 0 | 34.7161 | 0
2023 | 8 | 6 | 12 | 58.9907 | 0 | 23.1689 | 0 | 35.8217 | 0
2023 | 8 | 6 | 13 | 60.6367 | 0 | 23.8154 | 0 | 36.8213 | 0
2023 | 8 | 6 | 14 | 61.3741 | 0 | 24.1051 | 0 | 37.2691 | 0
2023 | 8 | 6 | 15 | 62.6985 | 0 | 24.6252 | 0 | 38.0733 | 0
2023 | 8 | 6 | 16 | 66.0373 | 0 | 25.9366 | 0 | 40.1008 | 0
2023 | 8 | 6 | 17 | 73.7821 | 0 | 28.9784 | 0 | 44.8038 | 0
2023 | 8 | 6 | 18 | 83.3408 | 3.3408 | 32.7326 | 0 | 50.6082 | 0
2023 | 8 | 6 | 19 | 88.9267 | 8.9267 | 34.9265 | 0 | 54.0002 | 0
2023 | 8 | 6 | 20 | 90.2243 | 10.2243 | 35.4361 | 0 | 54.7882 | 0
2023 | 8 | 6 | 21 | 87.0161 | 7.0161 | 34.1761 | 0 | 52.84 | 0
2023 | 8 | 6 | 22 | 82.6514 | 2.6514 | 32.4618 | 0 | 50.1895 | 0
2023 | 8 | 6 | 23 | 74.773 | 0 | 29.3675 | 0 | 45.4054 | 0
2023 | 8 | 6 | 24 | 67.7898 | 0 | 26.6248 | 0 | 41.1649 | 0
2023 | 8 | 7 | 1 | 65.0401 | 0 | 25.5449 | 0 | 39.4952 | 0
2023 | 8 | 7 | 2 | 57.047 | 0 | 22.4056 | 0 | 34.6414 | 0
2023 | 8 | 7 | 3 | 54.8396 | 0 | 21.5386 | 0 | 33.301 | 0
2023 | 8 | 7 | 4 | 52.4883 | 0 | 20.6151 | 0 | 31.8732 | 0
2023 | 8 | 7 | 5 | 51.4556 | 0 | 20.2095 | 0 | 31.2461 | 0
2023 | 8 | 7 | 6 | 52.1343 | 0 | 20.4761 | 0 | 31.6582 | 0
2023 | 8 | 7 | 7 | 49.4221 | 0 | 19.4108 | 0 | 30.0113 | 0
2023 | 8 | 7 | 8 | 51.0015 | 0 | 20.0311 | 0 | 30.9703 | 0
2023 | 8 | 7 | 9 | 52.0067 | 0 | 20.426 | 0 | 31.5808 | 0
2023 | 8 | 7 | 10 | 52.6726 | 0 | 20.6875 | 0 | 31.9851 | 0
2023 | 8 | 7 | 11 | 51.4654 | 0 | 20.2133 | 0 | 31.252 | 0
2023 | 8 | 7 | 12 | 52.5629 | 0 | 20.6444 | 0 | 31.9185 | 0
2023 | 8 | 7 | 13 | 58.8292 | 0 | 23.1055 | 0 | 35.7237 | 0
2023 | 8 | 7 | 14 | 59.59 | 0 | 23.4043 | 0 | 36.1857 | 0
2023 | 8 | 7 | 15 | 67.3142 | 0 | 26.438 | 0 | 40.8761 | 0
2023 | 8 | 7 | 16 | 71.8397 | 0 | 28.2155 | 0 | 43.6242 | 0
2023 | 8 | 7 | 17 | 79.7272 | 0 | 31.3134 | 0 | 48.4139 | 0
2023 | 8 | 7 | 18 | 82.7703 | 2.7703 | 32.5085 | 0 | 50.2618 | 0
2023 | 8 | 7 | 19 | 86.5446 | 6.5446 | 33.9909 | 0 | 52.5537 | 0
2023 | 8 | 7 | 20 | 87.3663 | 7.3663 | 34.3137 | 0 | 53.0527 | 0
2023 | 8 | 7 | 21 | 84.3512 | 4.3512 | 33.1295 | 0 | 51.2218 | 0
2023 | 8 | 7 | 22 | 81.0937 | 1.0937 | 31.85 | 0 | 49.2436 | 0
2023 | 8 | 7 | 23 | 74.5948 | 0 | 29.2976 | 0 | 45.2973 | 0
2023 | 8 | 7 | 24 | 66.9493 | 0 | 26.2947 | 0 | 40.6546 | 0
2023 | 8 | 8 | 1 | 61.7435 | 0 | 24.2501 | 0 | 37.4934 | 0
2023 | 8 | 8 | 2 | 61.4643 | 0 | 24.1405 | 0 | 37.3238 | 0
2023 | 8 | 8 | 3 | 59.0476 | 0 | 23.1913 | 0 | 35.8563 | 0
2023 | 8 | 8 | 4 | 57.6231 | 0 | 22.6318 | 0 | 34.9913 | 0
2023 | 8 | 8 | 5 | 57.3537 | 0 | 22.526 | 0 | 34.8277 | 0
2023 | 8 | 8 | 6 | 58.64 | 0 | 23.0312 | 0 | 35.6088 | 0
2023 | 8 | 8 | 7 | 59.3624 | 0 | 23.3149 | 0 | 36.0474 | 0
2023 | 8 | 8 | 8 | 61.8172 | 0 | 24.2791 | 0 | 37.5382 | 0
2023 | 8 | 8 | 9 | 61.8861 | 0 | 24.3061 | 0 | 37.5799 | 0
2023 | 8 | 8 | 10 | 59.3032 | 0 | 23.2917 | 0 | 36.0115 | 0
2023 | 8 | 8 | 11 | 57.4128 | 0 | 22.5492 | 0 | 34.8636 | 0
2023 | 8 | 8 | 12 | 57.3166 | 0 | 22.5115 | 0 | 34.8052 | 0
2023 | 8 | 8 | 13 | 54.0313 | 0 | 21.2211 | 0 | 32.8102 | 0
2023 | 8 | 8 | 14 | 56.7218 | 0 | 22.2778 | 0 | 34.444 | 0
2023 | 8 | 8 | 15 | 61.0069 | 0 | 23.9608 | 0 | 37.0461 | 0
2023 | 8 | 8 | 16 | 66.5352 | 0 | 26.1321 | 0 | 40.4031 | 0
2023 | 8 | 8 | 17 | 75.6968 | 0 | 29.7304 | 0 | 45.9664 | 0
2023 | 8 | 8 | 18 | 86.8319 | 6.8319 | 34.1038 | 0 | 52.7282 | 0
2023 | 8 | 8 | 19 | 94.1767 | 14.1767 | 36.9885 | 0 | 57.1882 | 0
2023 | 8 | 8 | 20 | 97.3392 | 17.3392 | 38.2306 | 1.2306 | 59.1087 | 0
2023 | 8 | 8 | 21 | 94.9433 | 14.9433 | 37.2896 | 0.28956 | 57.6538 | 0
2023 | 8 | 8 | 22 | 90.3899 | 10.3899 | 35.5012 | 0 | 54.8887 | 0
2023 | 8 | 8 | 23 | 80.3593 | 0.35935 | 31.5616 | 0 | 48.7977 | 0
2023 | 8 | 8 | 24 | 71.6395 | 0 | 28.1368 | 0 | 43.5026 | 0
2023 | 8 | 9 | 1 | 64.5179 | 0 | 25.3398 | 0 | 39.1781 | 0
2023 | 8 | 9 | 2 | 59.073 | 0 | 23.2013 | 0 | 35.8717 | 0
2023 | 8 | 9 | 3 | 56.5379 | 0 | 22.2056 | 0 | 34.3323 | 0
2023 | 8 | 9 | 4 | 54.9408 | 0 | 21.5783 | 0 | 33.3624 | 0
2023 | 8 | 9 | 5 | 55.2651 | 0 | 21.7057 | 0 | 33.5594 | 0
2023 | 8 | 9 | 6 | 56.9836 | 0 | 22.3807 | 0 | 34.603 | 0
2023 | 8 | 9 | 7 | 59.5396 | 0 | 23.3845 | 0 | 36.1551 | 0
2023 | 8 | 9 | 8 | 62.5105 | 0 | 24.5514 | 0 | 37.9591 | 0
2023 | 8 | 9 | 9 | 63.1443 | 0 | 24.8003 | 0 | 38.344 | 0
2023 | 8 | 9 | 10 | 60.9438 | 0 | 23.936 | 0 | 37.0077 | 0
2023 | 8 | 9 | 11 | 59.7655 | 0 | 23.4733 | 0 | 36.2923 | 0
2023 | 8 | 9 | 12 | 61.0212 | 0 | 23.9664 | 0 | 37.0548 | 0
2023 | 8 | 9 | 13 | 69.598 | 0 | 27.335 | 0 | 42.2629 | 0
2023 | 8 | 9 | 14 | 72.0706 | 0 | 28.3062 | 0 | 43.7644 | 0
2023 | 8 | 9 | 15 | 75.7305 | 0 | 29.7436 | 0 | 45.9869 | 0
2023 | 8 | 9 | 16 | 79.9394 | 0 | 31.3967 | 0 | 48.5427 | 0
2023 | 8 | 9 | 17 | 86.8092 | 6.8092 | 34.0948 | 0 | 52.7144 | 0
2023 | 8 | 9 | 18 | 95.5701 | 15.5701 | 37.5357 | 0.53573 | 58.0344 | 0
2023 | 8 | 9 | 19 | 99.225 | 19.225 | 38.9712 | 1.9712 | 60.2538 | 0
2023 | 8 | 9 | 20 | 99.3748 | 19.3748 | 39.03 | 2.03 | 60.3447 | 0
2023 | 8 | 9 | 21 | 97.7175 | 17.7175 | 38.3791 | 1.3791 | 59.3383 | 0
2023 | 8 | 9 | 22 | 93.9354 | 13.9354 | 36.8937 | 0 | 57.0417 | 0
2023 | 8 | 9 | 23 | 85.2783 | 5.2783 | 33.4936 | 0 | 51.7847 | 0
2023 | 8 | 9 | 24 | 76.7953 | 0 | 30.1618 | 0 | 46.6335 | 0
2023 | 8 | 10 | 1 | 67.1917 | 0 | 26.39 | 0 | 40.8018 | 0
2023 | 8 | 10 | 2 | 68.4754 | 0 | 26.8941 | 0 | 41.5813 | 0
2023 | 8 | 10 | 3 | 65.5456 | 0 | 25.7434 | 0 | 39.8022 | 0
2023 | 8 | 10 | 4 | 63.844 | 0 | 25.0751 | 0 | 38.7689 | 0
2023 | 8 | 10 | 5 | 63.4965 | 0 | 24.9386 | 0 | 38.5579 | 0
2023 | 8 | 10 | 6 | 64.9052 | 0 | 25.4919 | 0 | 39.4133 | 0
2023 | 8 | 10 | 7 | 66.402 | 0 | 26.0798 | 0 | 40.3222 | 0
2023 | 8 | 10 | 8 | 70.4931 | 0 | 27.6866 | 0 | 42.8065 | 0
2023 | 8 | 10 | 9 | 73.0033 | 0 | 28.6725 | 0 | 44.3308 | 0
2023 | 8 | 10 | 10 | 72.9028 | 0 | 28.633 | 0 | 44.2698 | 0
2023 | 8 | 10 | 11 | 73.1366 | 0 | 28.7249 | 0 | 44.4118 | 0
2023 | 8 | 10 | 12 | 74.1626 | 0 | 29.1278 | 0 | 45.0348 | 0
2023 | 8 | 10 | 13 | 79.5812 | 0 | 31.256 | 0 | 48.3252 | 0
2023 | 8 | 10 | 14 | 82.1495 | 2.1495 | 32.2647 | 0 | 49.8848 | 0
2023 | 8 | 10 | 15 | 86.449 | 6.449 | 33.9534 | 0 | 52.4957 | 0
2023 | 8 | 10 | 16 | 91.3688 | 11.3688 | 35.8857 | 0 | 55.4832 | 0
2023 | 8 | 10 | 17 | 97.9077 | 17.9077 | 38.4538 | 1.4538 | 59.4538 | 0
2023 | 8 | 10 | 18 | 106.7595 | 26.7595 | 41.9305 | 4.9305 | 64.8291 | 0
2023 | 8 | 10 | 19 | 110.8698 | 30.8698 | 43.5448 | 6.5448 | 67.325 | 0
2023 | 8 | 10 | 20 | 112.8081 | 32.8081 | 44.3061 | 7.3061 | 68.5021 | 0
2023 | 8 | 10 | 21 | 109.9282 | 29.9282 | 43.175 | 6.175 | 66.7532 | 0
2023 | 8 | 10 | 22 | 104.714 | 24.714 | 41.1271 | 4.1271 | 63.5869 | 0
2023 | 8 | 10 | 23 | 94.6903 | 14.6903 | 37.1902 | 0.19018 | 57.5001 | 0
2023 | 8 | 10 | 24 | 84.5738 | 4.5738 | 33.2169 | 0 | 51.3569 | 0
2023 | 8 | 11 | 1 | 77.3034 | 0 | 30.3614 | 0 | 46.9421 | 0
2023 | 8 | 11 | 2 | 72.5826 | 0 | 28.5072 | 0 | 44.0753 | 0
2023 | 8 | 11 | 3 | 69.3323 | 0 | 27.2307 | 0 | 42.1017 | 0
2023 | 8 | 11 | 4 | 67.4818 | 0 | 26.5039 | 0 | 40.9779 | 0
2023 | 8 | 11 | 5 | 66.8628 | 0 | 26.2608 | 0 | 40.602 | 0
2023 | 8 | 11 | 6 | 68.2658 | 0 | 26.8118 | 0 | 41.454 | 0
2023 | 8 | 11 | 7 | 72.6964 | 0 | 28.552 | 0 | 44.1445 | 0
2023 | 8 | 11 | 8 | 77.0433 | 0 | 30.2592 | 0 | 46.7841 | 0
2023 | 8 | 11 | 9 | 81.0065 | 1.0065 | 31.8158 | 0 | 49.1907 | 0
2023 | 8 | 11 | 10 | 83.0449 | 3.0449 | 32.6164 | 0 | 50.4285 | 0
2023 | 8 | 11 | 11 | 84.1482 | 4.1482 | 33.0497 | 0 | 51.0985 | 0
2023 | 8 | 11 | 12 | 84.7711 | 4.7711 | 33.2944 | 0 | 51.4768 | 0
2023 | 8 | 11 | 13 | 87.7039 | 7.7039 | 34.4462 | 0 | 53.2577 | 0
2023 | 8 | 11 | 14 | 90.2689 | 10.2689 | 35.4537 | 0 | 54.8153 | 0
2023 | 8 | 11 | 15 | 94.2683 | 14.2683 | 37.0245 | 0.024453 | 57.2439 | 0
2023 | 8 | 11 | 16 | 97.5094 | 17.5094 | 38.2974 | 1.2974 | 59.212 | 0
2023 | 8 | 11 | 17 | 103.0949 | 23.0949 | 40.4911 | 3.4911 | 62.6038 | 0
2023 | 8 | 11 | 18 | 110.1149 | 30.1149 | 43.2483 | 6.2483 | 66.8666 | 0
2023 | 8 | 11 | 19 | 109.8737 | 29.8737 | 43.1536 | 6.1536 | 66.7201 | 0
2023 | 8 | 11 | 20 | 109.7666 | 29.7666 | 43.1115 | 6.1115 | 66.6551 | 0
2023 | 8 | 11 | 21 | 107.162 | 27.162 | 42.0885 | 5.0885 | 65.0735 | 0
2023 | 8 | 11 | 22 | 102.9214 | 22.9214 | 40.423 | 3.423 | 62.4984 | 0
2023 | 8 | 11 | 23 | 94.2261 | 14.2261 | 37.0079 | 0.0078578 | 57.2182 | 0
2023 | 8 | 11 | 24 | 84.9313 | 4.9313 | 33.3573 | 0 | 51.574 | 0
2023 | 8 | 12 | 1 | 77.6144 | 0 | 30.4835 | 0 | 47.1309 | 0
2023 | 8 | 12 | 2 | 68.4448 | 0 | 26.8821 | 0 | 41.5627 | 0
2023 | 8 | 12 | 3 | 63.7496 | 0 | 25.038 | 0 | 38.7115 | 0
2023 | 8 | 12 | 4 | 61.0622 | 0 | 23.9825 | 0 | 37.0796 | 0
2023 | 8 | 12 | 5 | 60.0156 | 0 | 23.5715 | 0 | 36.4441 | 0
2023 | 8 | 12 | 6 | 60.3935 | 0 | 23.7199 | 0 | 36.6736 | 0
2023 | 8 | 12 | 7 | 61.501 | 0 | 24.1549 | 0 | 37.3461 | 0
2023 | 8 | 12 | 8 | 64.4944 | 0 | 25.3306 | 0 | 39.1639 | 0
2023 | 8 | 12 | 9 | 69.1116 | 0 | 27.144 | 0 | 41.9676 | 0
2023 | 8 | 12 | 10 | 73.6632 | 0 | 28.9317 | 0 | 44.7315 | 0
2023 | 8 | 12 | 11 | 77.7361 | 0 | 30.5313 | 0 | 47.2048 | 0
2023 | 8 | 12 | 12 | 79.4157 | 0 | 31.191 | 0 | 48.2247 | 0
2023 | 8 | 12 | 13 | 82.1315 | 2.1315 | 32.2577 | 0 | 49.8739 | 0
2023 | 8 | 12 | 14 | 83.3772 | 3.3772 | 32.7469 | 0 | 50.6303 | 0
2023 | 8 | 12 | 15 | 84.634 | 4.634 | 33.2405 | 0 | 51.3935 | 0
2023 | 8 | 12 | 16 | 86.5593 | 6.5593 | 33.9967 | 0 | 52.5626 | 0
2023 | 8 | 12 | 17 | 92.8541 | 12.8541 | 36.469 | 0 | 56.3851 | 0
2023 | 8 | 12 | 18 | 99.337 | 19.337 | 39.0152 | 2.0152 | 60.3218 | 0
2023 | 8 | 12 | 19 | 107.7677 | 27.7677 | 42.3264 | 5.3264 | 65.4413 | 0
2023 | 8 | 12 | 20 | 106.7933 | 26.7933 | 41.9437 | 4.9437 | 64.8496 | 0
2023 | 8 | 12 | 21 | 102.9423 | 22.9423 | 40.4312 | 3.4312 | 62.5111 | 0
2023 | 8 | 12 | 22 | 97.86 | 17.86 | 38.4351 | 1.4351 | 59.4249 | 0
2023 | 8 | 12 | 23 | 89.4587 | 9.4587 | 35.1355 | 0 | 54.3233 | 0
2023 | 8 | 12 | 24 | 80.9889 | 0.98894 | 31.8089 | 0 | 49.18 | 0
2023 | 8 | 13 | 1 | 73.4036 | 0 | 28.8297 | 0 | 44.5739 | 0
2023 | 8 | 13 | 2 | 70.3937 | 0 | 27.6475 | 0 | 42.7461 | 0
2023 | 8 | 13 | 3 | 66.7866 | 0 | 26.2308 | 0 | 40.5557 | 0
2023 | 8 | 13 | 4 | 64.1389 | 0 | 25.1909 | 0 | 38.948 | 0
2023 | 8 | 13 | 5 | 61.9684 | 0 | 24.3385 | 0 | 37.6299 | 0
2023 | 8 | 13 | 6 | 62.0255 | 0 | 24.3609 | 0 | 37.6646 | 0
2023 | 8 | 13 | 7 | 60.941 | 0 | 23.9349 | 0 | 37.006 | 0
2023 | 8 | 13 | 8 | 63.7678 | 0 | 25.0452 | 0 | 38.7226 | 0
2023 | 8 | 13 | 9 | 68.2332 | 0 | 26.799 | 0 | 41.4342 | 0
2023 | 8 | 13 | 10 | 71.5041 | 0 | 28.0837 | 0 | 43.4204 | 0
2023 | 8 | 13 | 11 | 74.4855 | 0 | 29.2546 | 0 | 45.2308 | 0
2023 | 8 | 13 | 12 | 77.5144 | 0 | 30.4442 | 0 | 47.0701 | 0
2023 | 8 | 13 | 13 | 76.0728 | 0 | 29.8781 | 0 | 46.1948 | 0
2023 | 8 | 13 | 14 | 76.3314 | 0 | 29.9796 | 0 | 46.3518 | 0
2023 | 8 | 13 | 15 | 76.858 | 0 | 30.1864 | 0 | 46.6716 | 0
2023 | 8 | 13 | 16 | 79.1466 | 0 | 31.0853 | 0 | 48.0613 | 0
2023 | 8 | 13 | 17 | 84.5244 | 4.5244 | 33.1975 | 0 | 51.327 | 0
2023 | 8 | 13 | 18 | 90.588 | 10.588 | 35.579 | 0 | 55.009 | 0
2023 | 8 | 13 | 19 | 95.3439 | 15.3439 | 37.4469 | 0.44689 | 57.897 | 0
2023 | 8 | 13 | 20 | 91.7457 | 11.7457 | 36.0337 | 0 | 55.712 | 0
2023 | 8 | 13 | 21 | 88.7606 | 8.7606 | 34.8612 | 0 | 53.8993 | 0
2023 | 8 | 13 | 22 | 84.42 | 4.42 | 33.1565 | 0 | 51.2635 | 0
2023 | 8 | 13 | 23 | 77.3136 | 0 | 30.3654 | 0 | 46.9482 | 0
2023 | 8 | 13 | 24 | 70.8844 | 0 | 27.8403 | 0 | 43.0441 | 0
2023 | 8 | 14 | 1 | 71.8287 | 0 | 28.2112 | 0 | 43.6176 | 0
2023 | 8 | 14 | 2 | 67.3409 | 0 | 26.4485 | 0 | 40.8923 | 0
2023 | 8 | 14 | 3 | 64.5267 | 0 | 25.3433 | 0 | 39.1835 | 0
2023 | 8 | 14 | 4 | 62.6684 | 0 | 24.6134 | 0 | 38.055 | 0
2023 | 8 | 14 | 5 | 62.0123 | 0 | 24.3557 | 0 | 37.6566 | 0
2023 | 8 | 14 | 6 | 63.0378 | 0 | 24.7585 | 0 | 38.2793 | 0
2023 | 8 | 14 | 7 | 66.9099 | 0 | 26.2793 | 0 | 40.6306 | 0
2023 | 8 | 14 | 8 | 70.8883 | 0 | 27.8418 | 0 | 43.0465 | 0
2023 | 8 | 14 | 9 | 73.9573 | 0 | 29.0472 | 0 | 44.9101 | 0
2023 | 8 | 14 | 10 | 74.9217 | 0 | 29.426 | 0 | 45.4958 | 0
2023 | 8 | 14 | 11 | 75.5764 | 0 | 29.6831 | 0 | 45.8933 | 0
2023 | 8 | 14 | 12 | 76.7157 | 0 | 30.1306 | 0 | 46.5852 | 0
2023 | 8 | 14 | 13 | 80.5744 | 0.57436 | 31.6461 | 0 | 48.9283 | 0
2023 | 8 | 14 | 14 | 84.0926 | 4.0926 | 33.0279 | 0 | 51.0647 | 0
2023 | 8 | 14 | 15 | 87.2616 | 7.2616 | 34.2725 | 0 | 52.9891 | 0
2023 | 8 | 14 | 16 | 89.9382 | 9.9382 | 35.3238 | 0 | 54.6145 | 0
2023 | 8 | 14 | 17 | 95.0047 | 15.0047 | 37.3137 | 0.31366 | 57.691 | 0
2023 | 8 | 14 | 18 | 100.5027 | 20.5027 | 39.473 | 2.473 | 61.0296 | 0
2023 | 8 | 14 | 19 | 102.0537 | 22.0537 | 40.0822 | 3.0822 | 61.9715 | 0
2023 | 8 | 14 | 20 | 101.03 | 21.03 | 39.6801 | 2.6801 | 61.3499 | 0
2023 | 8 | 14 | 21 | 98.8973 | 18.8973 | 38.8425 | 1.8425 | 60.0548 | 0
2023 | 8 | 14 | 22 | 94.6288 | 14.6288 | 37.166 | 0.16604 | 57.4628 | 0
2023 | 8 | 14 | 23 | 85.5786 | 5.5786 | 33.6115 | 0 | 51.9671 | 0
2023 | 8 | 14 | 24 | 77.5116 | 0 | 30.4432 | 0 | 47.0685 | 0
2023 | 8 | 15 | 1 | 69.8688 | 0 | 27.4414 | 0 | 42.4274 | 0
2023 | 8 | 15 | 2 | 72.3287 | 0 | 28.4075 | 0 | 43.9212 | 0
2023 | 8 | 15 | 3 | 69.7604 | 0 | 27.3988 | 0 | 42.3616 | 0
2023 | 8 | 15 | 4 | 68.1972 | 0 | 26.7849 | 0 | 41.4123 | 0
2023 | 8 | 15 | 5 | 67.352 | 0 | 26.4529 | 0 | 40.8991 | 0
2023 | 8 | 15 | 6 | 67.9077 | 0 | 26.6712 | 0 | 41.2366 | 0
2023 | 8 | 15 | 7 | 69.5697 | 0 | 27.3239 | 0 | 42.2458 | 0
2023 | 8 | 15 | 8 | 72.9991 | 0 | 28.6708 | 0 | 44.3283 | 0
2023 | 8 | 15 | 9 | 76.7541 | 0 | 30.1456 | 0 | 46.6085 | 0
2023 | 8 | 15 | 10 | 78.9894 | 0 | 31.0236 | 0 | 47.9658 | 0
2023 | 8 | 15 | 11 | 80.373 | 0.37302 | 31.567 | 0 | 48.806 | 0
2023 | 8 | 15 | 12 | 80.5523 | 0.55232 | 31.6374 | 0 | 48.9149 | 0
2023 | 8 | 15 | 13 | 73.8363 | 0 | 28.9997 | 0 | 44.8367 | 0
2023 | 8 | 15 | 14 | 76.3874 | 0 | 30.0016 | 0 | 46.3858 | 0
2023 | 8 | 15 | 15 | 79.709 | 0 | 31.3062 | 0 | 48.4028 | 0
2023 | 8 | 15 | 16 | 82.1836 | 2.1836 | 32.2781 | 0 | 49.9055 | 0
2023 | 8 | 15 | 17 | 87.1324 | 7.1324 | 34.2218 | 0 | 52.9106 | 0
2023 | 8 | 15 | 18 | 92.9508 | 12.9508 | 36.507 | 0 | 56.4438 | 0
2023 | 8 | 15 | 19 | 99.4344 | 19.4344 | 39.0535 | 2.0535 | 60.381 | 0
2023 | 8 | 15 | 20 | 97.6733 | 17.6733 | 38.3618 | 1.3618 | 59.3115 | 0
2023 | 8 | 15 | 21 | 96.1303 | 16.1303 | 37.7558 | 0.75576 | 58.3745 | 0
2023 | 8 | 15 | 22 | 92.2375 | 12.2375 | 36.2268 | 0 | 56.0107 | 0
2023 | 8 | 15 | 23 | 83.2649 | 3.2649 | 32.7028 | 0 | 50.5621 | 0
2023 | 8 | 15 | 24 | 75.2718 | 0 | 29.5635 | 0 | 45.7083 | 0
2023 | 8 | 16 | 1 | 69.6668 | 0 | 27.3621 | 0 | 42.3047 | 0
2023 | 8 | 16 | 2 | 67.8321 | 0 | 26.6415 | 0 | 41.1906 | 0
2023 | 8 | 16 | 3 | 65.3074 | 0 | 25.6499 | 0 | 39.6575 | 0
2023 | 8 | 16 | 4 | 63.7483 | 0 | 25.0375 | 0 | 38.7108 | 0
2023 | 8 | 16 | 5 | 63.5438 | 0 | 24.9572 | 0 | 38.5866 | 0
2023 | 8 | 16 | 6 | 64.5421 | 0 | 25.3493 | 0 | 39.1928 | 0
2023 | 8 | 16 | 7 | 62.4233 | 0 | 24.5171 | 0 | 37.9062 | 0
2023 | 8 | 16 | 8 | 66.1927 | 0 | 25.9976 | 0 | 40.1951 | 0
2023 | 8 | 16 | 9 | 70.3142 | 0 | 27.6163 | 0 | 42.6979 | 0
2023 | 8 | 16 | 10 | 72.1427 | 0 | 28.3345 | 0 | 43.8082 | 0
2023 | 8 | 16 | 11 | 73.2513 | 0 | 28.7699 | 0 | 44.4814 | 0
2023 | 8 | 16 | 12 | 73.6739 | 0 | 28.9359 | 0 | 44.738 | 0
2023 | 8 | 16 | 13 | 67.2727 | 0 | 26.4218 | 0 | 40.851 | 0
2023 | 8 | 16 | 14 | 68.5194 | 0 | 26.9114 | 0 | 41.608 | 0
2023 | 8 | 16 | 15 | 69.8378 | 0 | 27.4292 | 0 | 42.4086 | 0
2023 | 8 | 16 | 16 | 71.0004 | 0 | 27.8858 | 0 | 43.1145 | 0
2023 | 8 | 16 | 17 | 75.1215 | 0 | 29.5044 | 0 | 45.6171 | 0
2023 | 8 | 16 | 18 | 80.2418 | 0.24181 | 31.5155 | 0 | 48.7264 | 0
2023 | 8 | 16 | 19 | 93.3272 | 13.3272 | 36.6548 | 0 | 56.6724 | 0
2023 | 8 | 16 | 20 | 93.8362 | 13.8362 | 36.8547 | 0 | 56.9814 | 0
2023 | 8 | 16 | 21 | 92.2238 | 12.2238 | 36.2215 | 0 | 56.0023 | 0
2023 | 8 | 16 | 22 | 87.9155 | 7.9155 | 34.5294 | 0 | 53.3862 | 0
2023 | 8 | 16 | 23 | 79.1218 | 0 | 31.0755 | 0 | 48.0462 | 0
2023 | 8 | 16 | 24 | 71.2619 | 0 | 27.9885 | 0 | 43.2733 | 0
2023 | 8 | 17 | 1 | 69.126 | 0 | 27.1497 | 0 | 41.9764 | 0
2023 | 8 | 17 | 2 | 61.7135 | 0 | 24.2383 | 0 | 37.4751 | 0
2023 | 8 | 17 | 3 | 59.1216 | 0 | 23.2204 | 0 | 35.9013 | 0
2023 | 8 | 17 | 4 | 57.7923 | 0 | 22.6983 | 0 | 35.0941 | 0
2023 | 8 | 17 | 5 | 57.6003 | 0 | 22.6228 | 0 | 34.9774 | 0
2023 | 8 | 17 | 6 | 59.0753 | 0 | 23.2022 | 0 | 35.8731 | 0
2023 | 8 | 17 | 7 | 67.2236 | 0 | 26.4025 | 0 | 40.8211 | 0
2023 | 8 | 17 | 8 | 70.5593 | 0 | 27.7126 | 0 | 42.8467 | 0
2023 | 8 | 17 | 9 | 71.4999 | 0 | 28.082 | 0 | 43.4179 | 0
2023 | 8 | 17 | 10 | 70.0888 | 0 | 27.5278 | 0 | 42.561 | 0
2023 | 8 | 17 | 11 | 68.9169 | 0 | 27.0675 | 0 | 41.8494 | 0
2023 | 8 | 17 | 12 | 69.2211 | 0 | 27.187 | 0 | 42.0341 | 0
2023 | 8 | 17 | 13 | 67.0375 | 0 | 26.3294 | 0 | 40.7081 | 0
2023 | 8 | 17 | 14 | 69.1669 | 0 | 27.1657 | 0 | 42.0012 | 0
2023 | 8 | 17 | 15 | 71.7434 | 0 | 28.1777 | 0 | 43.5658 | 0
2023 | 8 | 17 | 16 | 75.7373 | 0 | 29.7463 | 0 | 45.991 | 0
2023 | 8 | 17 | 17 | 82.2829 | 2.2829 | 32.3171 | 0 | 49.9658 | 0
2023 | 8 | 17 | 18 | 90.6422 | 10.6422 | 35.6003 | 0 | 55.0419 | 0
2023 | 8 | 17 | 19 | 96.156 | 16.156 | 37.7658 | 0.76583 | 58.3901 | 0
2023 | 8 | 17 | 20 | 96.8068 | 16.8068 | 38.0215 | 1.0215 | 58.7854 | 0
2023 | 8 | 17 | 21 | 95.6244 | 15.6244 | 37.5571 | 0.55707 | 58.0674 | 0
2023 | 8 | 17 | 22 | 91.211 | 11.211 | 35.8237 | 0 | 55.3873 | 0
2023 | 8 | 17 | 23 | 82.582 | 2.582 | 32.4346 | 0 | 50.1474 | 0
2023 | 8 | 17 | 24 | 74.8579 | 0 | 29.4009 | 0 | 45.457 | 0
2023 | 8 | 18 | 1 | 64.765 | 0 | 25.4368 | 0 | 39.3281 | 0
2023 | 8 | 18 | 2 | 65.7337 | 0 | 25.8173 | 0 | 39.9164 | 0
2023 | 8 | 18 | 3 | 63.4043 | 0 | 24.9024 | 0 | 38.5019 | 0
2023 | 8 | 18 | 4 | 62.0408 | 0 | 24.3669 | 0 | 37.6739 | 0
2023 | 8 | 18 | 5 | 61.9042 | 0 | 24.3132 | 0 | 37.5909 | 0
2023 | 8 | 18 | 6 | 63.372 | 0 | 24.8897 | 0 | 38.4822 | 0
2023 | 8 | 18 | 7 | 63.7292 | 0 | 25.03 | 0 | 38.6992 | 0
2023 | 8 | 18 | 8 | 67.1384 | 0 | 26.369 | 0 | 40.7694 | 0
2023 | 8 | 18 | 9 | 70.3038 | 0 | 27.6123 | 0 | 42.6916 | 0
2023 | 8 | 18 | 10 | 71.1713 | 0 | 27.953 | 0 | 43.2183 | 0
2023 | 8 | 18 | 11 | 71.1472 | 0 | 27.9435 | 0 | 43.2037 | 0
2023 | 8 | 18 | 12 | 70.4784 | 0 | 27.6808 | 0 | 42.7976 | 0
2023 | 8 | 18 | 13 | 72.1424 | 0 | 28.3344 | 0 | 43.808 | 0
2023 | 8 | 18 | 14 | 74.6634 | 0 | 29.3245 | 0 | 45.3389 | 0
2023 | 8 | 18 | 15 | 78.603 | 0 | 30.8718 | 0 | 47.7312 | 0
2023 | 8 | 18 | 16 | 83.0033 | 3.0033 | 32.6001 | 0 | 50.4033 | 0
2023 | 8 | 18 | 17 | 89.0021 | 9.0021 | 34.9561 | 0 | 54.046 | 0
2023 | 8 | 18 | 18 | 96.1644 | 16.1644 | 37.7692 | 0.76915 | 58.3953 | 0
2023 | 8 | 18 | 19 | 101.8143 | 21.8143 | 39.9882 | 2.9882 | 61.8261 | 0
2023 | 8 | 18 | 20 | 102.8035 | 22.8035 | 40.3767 | 3.3767 | 62.4268 | 0
2023 | 8 | 18 | 21 | 100.815 | 20.815 | 39.5957 | 2.5957 | 61.2193 | 0
2023 | 8 | 18 | 22 | 96.5352 | 16.5352 | 37.9148 | 0.91477 | 58.6204 | 0
2023 | 8 | 18 | 23 | 88.2393 | 8.2393 | 34.6565 | 0 | 53.5828 | 0
2023 | 8 | 18 | 24 | 80.2481 | 0.24814 | 31.5179 | 0 | 48.7302 | 0
2023 | 8 | 19 | 1 | 69.4968 | 0 | 27.2953 | 0 | 42.2015 | 0
2023 | 8 | 19 | 2 | 66.9248 | 0 | 26.2851 | 0 | 40.6397 | 0
2023 | 8 | 19 | 3 | 63.8482 | 0 | 25.0767 | 0 | 38.7714 | 0
2023 | 8 | 19 | 4 | 61.7771 | 0 | 24.2633 | 0 | 37.5138 | 0
2023 | 8 | 19 | 5 | 60.7189 | 0 | 23.8477 | 0 | 36.8712 | 0
2023 | 8 | 19 | 6 | 61.2327 | 0 | 24.0495 | 0 | 37.1832 | 0
2023 | 8 | 19 | 7 | 61.3979 | 0 | 24.1144 | 0 | 37.2835 | 0
2023 | 8 | 19 | 8 | 63.1705 | 0 | 24.8106 | 0 | 38.3599 | 0
2023 | 8 | 19 | 9 | 65.1389 | 0 | 25.5837 | 0 | 39.5552 | 0
2023 | 8 | 19 | 10 | 65.8238 | 0 | 25.8527 | 0 | 39.9711 | 0
2023 | 8 | 19 | 11 | 66.4719 | 0 | 26.1072 | 0 | 40.3647 | 0
2023 | 8 | 19 | 12 | 67.7471 | 0 | 26.6081 | 0 | 41.139 | 0
2023 | 8 | 19 | 13 | 63.0428 | 0 | 24.7604 | 0 | 38.2823 | 0
2023 | 8 | 19 | 14 | 64.6118 | 0 | 25.3767 | 0 | 39.2351 | 0
2023 | 8 | 19 | 15 | 67.8182 | 0 | 26.636 | 0 | 41.1822 | 0
2023 | 8 | 19 | 16 | 73.0691 | 0 | 28.6983 | 0 | 44.3708 | 0
2023 | 8 | 19 | 17 | 81.1951 | 1.1951 | 31.8899 | 0 | 49.3052 | 0
2023 | 8 | 19 | 18 | 92.0202 | 12.0202 | 36.1415 | 0 | 55.8787 | 0
2023 | 8 | 19 | 19 | 96.3497 | 16.3497 | 37.8419 | 0.84191 | 58.5077 | 0
2023 | 8 | 19 | 20 | 96.7277 | 16.7277 | 37.9904 | 0.9904 | 58.7373 | 0
2023 | 8 | 19 | 21 | 93.6682 | 13.6682 | 36.7887 | 0 | 56.8794 | 0
2023 | 8 | 19 | 22 | 88.093 | 8.093 | 34.5991 | 0 | 53.494 | 0
2023 | 8 | 19 | 23 | 80.5319 | 0.53189 | 31.6294 | 0 | 48.9025 | 0
2023 | 8 | 19 | 24 | 73.2084 | 0 | 28.753 | 0 | 44.4554 | 0
2023 | 8 | 20 | 1 | 68.5419 | 0 | 26.9203 | 0 | 41.6217 | 0
2023 | 8 | 20 | 2 | 60.7077 | 0 | 23.8433 | 0 | 36.8644 | 0
2023 | 8 | 20 | 3 | 57.4472 | 0 | 22.5627 | 0 | 34.8845 | 0
2023 | 8 | 20 | 4 | 55.6287 | 0 | 21.8485 | 0 | 33.7802 | 0
2023 | 8 | 20 | 5 | 54.8668 | 0 | 21.5493 | 0 | 33.3175 | 0
2023 | 8 | 20 | 6 | 55.3326 | 0 | 21.7322 | 0 | 33.6004 | 0
2023 | 8 | 20 | 7 | 55.9947 | 0 | 21.9922 | 0 | 34.0024 | 0
2023 | 8 | 20 | 8 | 58.0144 | 0 | 22.7855 | 0 | 35.2289 | 0
2023 | 8 | 20 | 9 | 60.6027 | 0 | 23.8021 | 0 | 36.8006 | 0
2023 | 8 | 20 | 10 | 62.4099 | 0 | 24.5119 | 0 | 37.8981 | 0
2023 | 8 | 20 | 11 | 63.446 | 0 | 24.9188 | 0 | 38.5272 | 0
2023 | 8 | 20 | 12 | 64.6784 | 0 | 25.4028 | 0 | 39.2756 | 0
2023 | 8 | 20 | 13 | 69.9559 | 0 | 27.4756 | 0 | 42.4803 | 0
2023 | 8 | 20 | 14 | 72.2523 | 0 | 28.3775 | 0 | 43.8748 | 0
2023 | 8 | 20 | 15 | 74.9784 | 0 | 29.4482 | 0 | 45.5302 | 0
2023 | 8 | 20 | 16 | 79.4039 | 0 | 31.1864 | 0 | 48.2175 | 0
2023 | 8 | 20 | 17 | 87.6023 | 7.6023 | 34.4063 | 0 | 53.1959 | 0
2023 | 8 | 20 | 18 | 97.4793 | 17.4793 | 38.2856 | 1.2856 | 59.1937 | 0
2023 | 8 | 20 | 19 | 99.1359 | 19.1359 | 38.9362 | 1.9362 | 60.1997 | 0
2023 | 8 | 20 | 20 | 98.7952 | 18.7952 | 38.8024 | 1.8024 | 59.9928 | 0
2023 | 8 | 20 | 21 | 96.4186 | 16.4186 | 37.869 | 0.86898 | 58.5496 | 0
2023 | 8 | 20 | 22 | 91.5215 | 11.5215 | 35.9456 | 0 | 55.5759 | 0
2023 | 8 | 20 | 23 | 83.4895 | 3.4895 | 32.791 | 0 | 50.6985 | 0
2023 | 8 | 20 | 24 | 75.8238 | 0 | 29.7803 | 0 | 46.0436 | 0
2023 | 8 | 21 | 1 | 67.9566 | 0 | 26.6904 | 0 | 41.2662 | 0
2023 | 8 | 21 | 2 | 60.3238 | 0 | 23.6925 | 0 | 36.6313 | 0
2023 | 8 | 21 | 3 | 57.7543 | 0 | 22.6833 | 0 | 35.0709 | 0
2023 | 8 | 21 | 4 | 56.4841 | 0 | 22.1845 | 0 | 34.2996 | 0
2023 | 8 | 21 | 5 | 56.3368 | 0 | 22.1266 | 0 | 34.2102 | 0
2023 | 8 | 21 | 6 | 57.7004 | 0 | 22.6622 | 0 | 35.0382 | 0
2023 | 8 | 21 | 7 | 59.6178 | 0 | 23.4153 | 0 | 36.2026 | 0
2023 | 8 | 21 | 8 | 63.4892 | 0 | 24.9358 | 0 | 38.5535 | 0
2023 | 8 | 21 | 9 | 64.8222 | 0 | 25.4593 | 0 | 39.3629 | 0
2023 | 8 | 21 | 10 | 62.9715 | 0 | 24.7324 | 0 | 38.2391 | 0
2023 | 8 | 21 | 11 | 61.2086 | 0 | 24.0401 | 0 | 37.1686 | 0
2023 | 8 | 21 | 12 | 61.4604 | 0 | 24.1389 | 0 | 37.3214 | 0
2023 | 8 | 21 | 13 | 64.6021 | 0 | 25.3729 | 0 | 39.2292 | 0
2023 | 8 | 21 | 14 | 66.3783 | 0 | 26.0705 | 0 | 40.3078 | 0
2023 | 8 | 21 | 15 | 67.6264 | 0 | 26.5607 | 0 | 41.0657 | 0
2023 | 8 | 21 | 16 | 69.9686 | 0 | 27.4806 | 0 | 42.488 | 0
2023 | 8 | 21 | 17 | 76.416 | 0 | 30.0129 | 0 | 46.4032 | 0
2023 | 8 | 21 | 18 | 83.2967 | 3.2967 | 32.7153 | 0 | 50.5814 | 0
2023 | 8 | 21 | 19 | 87.3507 | 7.3507 | 34.3075 | 0 | 53.0432 | 0
2023 | 8 | 21 | 20 | 87.8311 | 7.8311 | 34.4962 | 0 | 53.3349 | 0
2023 | 8 | 21 | 21 | 86.5668 | 6.5668 | 33.9996 | 0 | 52.5672 | 0
2023 | 8 | 21 | 22 | 81.8097 | 1.8097 | 32.1312 | 0 | 49.6784 | 0
2023 | 8 | 21 | 23 | 73.6924 | 0 | 28.9431 | 0 | 44.7493 | 0
2023 | 8 | 21 | 24 | 67.1229 | 0 | 26.3629 | 0 | 40.76 | 0
2023 | 8 | 22 | 1 | 60.9095 | 0 | 23.9226 | 0 | 36.9869 | 0
2023 | 8 | 22 | 2 | 59.0649 | 0 | 23.1981 | 0 | 35.8668 | 0
2023 | 8 | 22 | 3 | 57.2408 | 0 | 22.4817 | 0 | 34.7591 | 0
2023 | 8 | 22 | 4 | 56.0793 | 0 | 22.0255 | 0 | 34.0538 | 0
2023 | 8 | 22 | 5 | 56.0709 | 0 | 22.0222 | 0 | 34.0487 | 0
2023 | 8 | 22 | 6 | 57.4497 | 0 | 22.5637 | 0 | 34.886 | 0
2023 | 8 | 22 | 7 | 60.3222 | 0 | 23.6919 | 0 | 36.6303 | 0
2023 | 8 | 22 | 8 | 62.3805 | 0 | 24.5003 | 0 | 37.8802 | 0
2023 | 8 | 22 | 9 | 60.9796 | 0 | 23.9501 | 0 | 37.0295 | 0
2023 | 8 | 22 | 10 | 56.7698 | 0 | 22.2967 | 0 | 34.4731 | 0
2023 | 8 | 22 | 11 | 53.7167 | 0 | 21.0976 | 0 | 32.6191 | 0
2023 | 8 | 22 | 12 | 54.1319 | 0 | 21.2606 | 0 | 32.8713 | 0
2023 | 8 | 22 | 13 | 59.5582 | 0 | 23.3918 | 0 | 36.1664 | 0
2023 | 8 | 22 | 14 | 61.3617 | 0 | 24.1002 | 0 | 37.2615 | 0
2023 | 8 | 22 | 15 | 63.6589 | 0 | 25.0024 | 0 | 38.6565 | 0
2023 | 8 | 22 | 16 | 66.9323 | 0 | 26.2881 | 0 | 40.6443 | 0
2023 | 8 | 22 | 17 | 73.3272 | 0 | 28.7997 | 0 | 44.5275 | 0
2023 | 8 | 22 | 18 | 79.8231 | 0 | 31.351 | 0 | 48.4721 | 0
2023 | 8 | 22 | 19 | 82.6752 | 2.6752 | 32.4712 | 0 | 50.204 | 0
2023 | 8 | 22 | 20 | 84.1285 | 4.1285 | 33.042 | 0 | 51.0865 | 0
2023 | 8 | 22 | 21 | 82.9035 | 2.9035 | 32.5609 | 0 | 50.3427 | 0
2023 | 8 | 22 | 22 | 77.9985 | 0 | 30.6344 | 0 | 47.3641 | 0
2023 | 8 | 22 | 23 | 69.5769 | 0 | 27.3268 | 0 | 42.2502 | 0
2023 | 8 | 22 | 24 | 63.5831 | 0 | 24.9727 | 0 | 38.6105 | 0
2023 | 8 | 23 | 1 | 57.7376 | 0 | 22.6768 | 0 | 35.0608 | 0
2023 | 8 | 23 | 2 | 58.1743 | 0 | 22.8483 | 0 | 35.326 | 0
2023 | 8 | 23 | 3 | 56.1448 | 0 | 22.0512 | 0 | 34.0936 | 0
2023 | 8 | 23 | 4 | 54.8049 | 0 | 21.5249 | 0 | 33.2799 | 0
2023 | 8 | 23 | 5 | 55.1817 | 0 | 21.6729 | 0 | 33.5087 | 0
2023 | 8 | 23 | 6 | 57.2034 | 0 | 22.467 | 0 | 34.7364 | 0
2023 | 8 | 23 | 7 | 58.8544 | 0 | 23.1154 | 0 | 35.739 | 0
2023 | 8 | 23 | 8 | 61.2834 | 0 | 24.0694 | 0 | 37.214 | 0
2023 | 8 | 23 | 9 | 61.5472 | 0 | 24.173 | 0 | 37.3742 | 0
2023 | 8 | 23 | 10 | 59.4209 | 0 | 23.3379 | 0 | 36.083 | 0
2023 | 8 | 23 | 11 | 58.3693 | 0 | 22.9249 | 0 | 35.4444 | 0
2023 | 8 | 23 | 12 | 58.3479 | 0 | 22.9165 | 0 | 35.4314 | 0
2023 | 8 | 23 | 13 | 52.5202 | 0 | 20.6276 | 0 | 31.8926 | 0
2023 | 8 | 23 | 14 | 54.9338 | 0 | 21.5756 | 0 | 33.3582 | 0
2023 | 8 | 23 | 15 | 58.8981 | 0 | 23.1326 | 0 | 35.7655 | 0
2023 | 8 | 23 | 16 | 64.733 | 0 | 25.4243 | 0 | 39.3087 | 0
2023 | 8 | 23 | 17 | 72.9066 | 0 | 28.6345 | 0 | 44.2721 | 0
2023 | 8 | 23 | 18 | 83.148 | 3.148 | 32.6569 | 0 | 50.4911 | 0
2023 | 8 | 23 | 19 | 93.7159 | 13.7159 | 36.8075 | 0 | 56.9084 | 0
2023 | 8 | 23 | 20 | 95.6973 | 15.6973 | 37.5857 | 0.58569 | 58.1116 | 0
2023 | 8 | 23 | 21 | 94.0778 | 14.0778 | 36.9496 | 0 | 57.1281 | 0
2023 | 8 | 23 | 22 | 89.1316 | 9.1316 | 35.007 | 0 | 54.1247 | 0
2023 | 8 | 23 | 23 | 80.0359 | 0.035906 | 31.4346 | 0 | 48.6013 | 0
2023 | 8 | 23 | 24 | 72.3457 | 0 | 28.4142 | 0 | 43.9315 | 0
2023 | 8 | 24 | 1 | 65.8031 | 0 | 25.8445 | 0 | 39.9585 | 0
2023 | 8 | 24 | 2 | 64.0864 | 0 | 25.1703 | 0 | 38.9161 | 0
2023 | 8 | 24 | 3 | 61.7337 | 0 | 24.2463 | 0 | 37.4874 | 0
2023 | 8 | 24 | 4 | 60.6788 | 0 | 23.832 | 0 | 36.8468 | 0
2023 | 8 | 24 | 5 | 60.6125 | 0 | 23.8059 | 0 | 36.8066 | 0
2023 | 8 | 24 | 6 | 62.4661 | 0 | 24.534 | 0 | 37.9322 | 0
2023 | 8 | 24 | 7 | 63.7354 | 0 | 25.0325 | 0 | 38.7029 | 0
2023 | 8 | 24 | 8 | 67.171 | 0 | 26.3818 | 0 | 40.7892 | 0
2023 | 8 | 24 | 9 | 67.6565 | 0 | 26.5725 | 0 | 41.084 | 0
2023 | 8 | 24 | 10 | 65.3213 | 0 | 25.6553 | 0 | 39.666 | 0
2023 | 8 | 24 | 11 | 63.859 | 0 | 25.081 | 0 | 38.778 | 0
2023 | 8 | 24 | 12 | 63.8579 | 0 | 25.0806 | 0 | 38.7773 | 0
2023 | 8 | 24 | 13 | 70.2596 | 0 | 27.5949 | 0 | 42.6647 | 0
2023 | 8 | 24 | 14 | 71.8011 | 0 | 28.2003 | 0 | 43.6008 | 0
2023 | 8 | 24 | 15 | 74.639 | 0 | 29.3149 | 0 | 45.3241 | 0
2023 | 8 | 24 | 16 | 78.8935 | 0 | 30.9859 | 0 | 47.9076 | 0
2023 | 8 | 24 | 17 | 84.9927 | 4.9927 | 33.3814 | 0 | 51.6113 | 0
2023 | 8 | 24 | 18 | 92.8707 | 12.8707 | 36.4755 | 0 | 56.3952 | 0
2023 | 8 | 24 | 19 | 96.3293 | 16.3293 | 37.8339 | 0.83393 | 58.4954 | 0
2023 | 8 | 24 | 20 | 97.0129 | 17.0129 | 38.1024 | 1.1024 | 58.9105 | 0
2023 | 8 | 24 | 21 | 95.8806 | 15.8806 | 37.6577 | 0.65766 | 58.2229 | 0
2023 | 8 | 24 | 22 | 90.8384 | 10.8384 | 35.6773 | 0 | 55.1611 | 0
2023 | 8 | 24 | 23 | 82.4761 | 2.4761 | 32.393 | 0 | 50.0831 | 0
2023 | 8 | 24 | 24 | 74.7964 | 0 | 29.3767 | 0 | 45.4197 | 0
2023 | 8 | 25 | 1 | 70.0062 | 0 | 27.4954 | 0 | 42.5108 | 0
2023 | 8 | 25 | 2 | 64.6532 | 0 | 25.3929 | 0 | 39.2603 | 0
2023 | 8 | 25 | 3 | 62.1667 | 0 | 24.4164 | 0 | 37.7504 | 0
2023 | 8 | 25 | 4 | 60.7858 | 0 | 23.874 | 0 | 36.9118 | 0
2023 | 8 | 25 | 5 | 60.8932 | 0 | 23.9162 | 0 | 36.977 | 0
2023 | 8 | 25 | 6 | 62.9378 | 0 | 24.7192 | 0 | 38.2186 | 0
2023 | 8 | 25 | 7 | 66.5637 | 0 | 26.1433 | 0 | 40.4204 | 0
2023 | 8 | 25 | 8 | 70.2774 | 0 | 27.6019 | 0 | 42.6755 | 0
2023 | 8 | 25 | 9 | 72.5921 | 0 | 28.511 | 0 | 44.0811 | 0
2023 | 8 | 25 | 10 | 72.2363 | 0 | 28.3713 | 0 | 43.8651 | 0
2023 | 8 | 25 | 11 | 72.0702 | 0 | 28.306 | 0 | 43.7642 | 0
2023 | 8 | 25 | 12 | 73.0364 | 0 | 28.6855 | 0 | 44.3509 | 0
2023 | 8 | 25 | 13 | 80.7908 | 0.79078 | 31.7311 | 0 | 49.0597 | 0
2023 | 8 | 25 | 14 | 82.0845 | 2.0845 | 32.2392 | 0 | 49.8453 | 0
2023 | 8 | 25 | 15 | 85.159 | 5.159 | 33.4467 | 0 | 51.7123 | 0
2023 | 8 | 25 | 16 | 88.0947 | 8.0947 | 34.5997 | 0 | 53.495 | 0
2023 | 8 | 25 | 17 | 92.7184 | 12.7184 | 36.4157 | 0 | 56.3027 | 0
2023 | 8 | 25 | 18 | 98.1175 | 18.1175 | 38.5362 | 1.5362 | 59.5813 | 0
2023 | 8 | 25 | 19 | 102.8791 | 22.8791 | 40.4064 | 3.4064 | 62.4727 | 0
2023 | 8 | 25 | 20 | 102.1701 | 22.1701 | 40.1279 | 3.1279 | 62.0422 | 0
2023 | 8 | 25 | 21 | 100.4686 | 20.4686 | 39.4597 | 2.4597 | 61.009 | 0
2023 | 8 | 25 | 22 | 95.7056 | 15.7056 | 37.589 | 0.58896 | 58.1167 | 0
2023 | 8 | 25 | 23 | 88.2582 | 8.2582 | 34.664 | 0 | 53.5943 | 0
2023 | 8 | 25 | 24 | 80.8277 | 0.8277 | 31.7456 | 0 | 49.0821 | 0
2023 | 8 | 26 | 1 | 71.6446 | 0 | 28.1389 | 0 | 43.5058 | 0
2023 | 8 | 26 | 2 | 67.5177 | 0 | 26.518 | 0 | 40.9997 | 0
2023 | 8 | 26 | 3 | 64.3072 | 0 | 25.257 | 0 | 39.0502 | 0
2023 | 8 | 26 | 4 | 62.0706 | 0 | 24.3786 | 0 | 37.692 | 0
2023 | 8 | 26 | 5 | 60.7142 | 0 | 23.8459 | 0 | 36.8683 | 0
2023 | 8 | 26 | 6 | 61.3104 | 0 | 24.08 | 0 | 37.2303 | 0
2023 | 8 | 26 | 7 | 63.5757 | 0 | 24.9698 | 0 | 38.606 | 0
2023 | 8 | 26 | 8 | 65.556 | 0 | 25.7475 | 0 | 39.8085 | 0
2023 | 8 | 26 | 9 | 67.0602 | 0 | 26.3383 | 0 | 40.7219 | 0
2023 | 8 | 26 | 10 | 67.7117 | 0 | 26.5942 | 0 | 41.1175 | 0
2023 | 8 | 26 | 11 | 68.5833 | 0 | 26.9365 | 0 | 41.6468 | 0
2023 | 8 | 26 | 12 | 69.3698 | 0 | 27.2454 | 0 | 42.1244 | 0
2023 | 8 | 26 | 13 | 67.5223 | 0 | 26.5198 | 0 | 41.0025 | 0
2023 | 8 | 26 | 14 | 68.6811 | 0 | 26.9749 | 0 | 41.7062 | 0
2023 | 8 | 26 | 15 | 71.3449 | 0 | 28.0211 | 0 | 43.3238 | 0
2023 | 8 | 26 | 16 | 75.6781 | 0 | 29.723 | 0 | 45.955 | 0
2023 | 8 | 26 | 17 | 83.3182 | 3.3182 | 32.7237 | 0 | 50.5945 | 0
2023 | 8 | 26 | 18 | 92.7326 | 12.7326 | 36.4213 | 0 | 56.3113 | 0
2023 | 8 | 26 | 19 | 94.6396 | 14.6396 | 37.1703 | 0.17029 | 57.4694 | 0
2023 | 8 | 26 | 20 | 95.4522 | 15.4522 | 37.4894 | 0.48943 | 57.9628 | 0
2023 | 8 | 26 | 21 | 92.3241 | 12.3241 | 36.2608 | 0 | 56.0632 | 0
2023 | 8 | 26 | 22 | 86.1512 | 6.1512 | 33.8364 | 0 | 52.3148 | 0
2023 | 8 | 26 | 23 | 78.597 | 0 | 30.8694 | 0 | 47.7275 | 0
2023 | 8 | 26 | 24 | 71.9498 | 0 | 28.2587 | 0 | 43.6911 | 0
2023 | 8 | 27 | 1 | 67.0218 | 0 | 26.3232 | 0 | 40.6986 | 0
2023 | 8 | 27 | 2 | 63.884 | 0 | 25.0908 | 0 | 38.7932 | 0
2023 | 8 | 27 | 3 | 61.2394 | 0 | 24.0521 | 0 | 37.1873 | 0
2023 | 8 | 27 | 4 | 59.5719 | 0 | 23.3972 | 0 | 36.1747 | 0
2023 | 8 | 27 | 5 | 58.3544 | 0 | 22.919 | 0 | 35.4353 | 0
2023 | 8 | 27 | 6 | 58.791 | 0 | 23.0905 | 0 | 35.7005 | 0
2023 | 8 | 27 | 7 | 59.0797 | 0 | 23.2039 | 0 | 35.8758 | 0
2023 | 8 | 27 | 8 | 60.6086 | 0 | 23.8044 | 0 | 36.8042 | 0
2023 | 8 | 27 | 9 | 61.4057 | 0 | 24.1175 | 0 | 37.2882 | 0
2023 | 8 | 27 | 10 | 61.8239 | 0 | 24.2817 | 0 | 37.5422 | 0
2023 | 8 | 27 | 11 | 61.5179 | 0 | 24.1615 | 0 | 37.3564 | 0
2023 | 8 | 27 | 12 | 62.0102 | 0 | 24.3549 | 0 | 37.6553 | 0
2023 | 8 | 27 | 13 | 65.5398 | 0 | 25.7412 | 0 | 39.7986 | 0
2023 | 8 | 27 | 14 | 67.6635 | 0 | 26.5752 | 0 | 41.0882 | 0
2023 | 8 | 27 | 15 | 70.3359 | 0 | 27.6249 | 0 | 42.7111 | 0
2023 | 8 | 27 | 16 | 74.3169 | 0 | 29.1884 | 0 | 45.1285 | 0
2023 | 8 | 27 | 17 | 81.2778 | 1.2778 | 31.9224 | 0 | 49.3555 | 0
2023 | 8 | 27 | 18 | 88.9761 | 8.9761 | 34.9459 | 0 | 54.0302 | 0
2023 | 8 | 27 | 19 | 92.2043 | 12.2043 | 36.2138 | 0 | 55.9905 | 0
2023 | 8 | 27 | 20 | 91.1068 | 11.1068 | 35.7827 | 0 | 55.324 | 0
2023 | 8 | 27 | 21 | 89.5399 | 9.5399 | 35.1673 | 0 | 54.3726 | 0
2023 | 8 | 27 | 22 | 85.1044 | 5.1044 | 33.4253 | 0 | 51.6791 | 0
2023 | 8 | 27 | 23 | 78.0934 | 0 | 30.6717 | 0 | 47.4218 | 0
2023 | 8 | 27 | 24 | 72.1556 | 0 | 28.3395 | 0 | 43.816 | 0
2023 | 8 | 28 | 1 | 66.2237 | 0 | 26.0098 | 0 | 40.2139 | 0
2023 | 8 | 28 | 2 | 64.7252 | 0 | 25.4212 | 0 | 39.304 | 0
2023 | 8 | 28 | 3 | 62.3503 | 0 | 24.4885 | 0 | 37.8618 | 0
2023 | 8 | 28 | 4 | 60.8489 | 0 | 23.8988 | 0 | 36.9501 | 0
2023 | 8 | 28 | 5 | 60.6464 | 0 | 23.8192 | 0 | 36.8272 | 0
2023 | 8 | 28 | 6 | 62.5281 | 0 | 24.5583 | 0 | 37.9698 | 0
2023 | 8 | 28 | 7 | 67.5677 | 0 | 26.5376 | 0 | 41.0301 | 0
2023 | 8 | 28 | 8 | 70.926 | 0 | 27.8566 | 0 | 43.0694 | 0
2023 | 8 | 28 | 9 | 71.8543 | 0 | 28.2212 | 0 | 43.6331 | 0
2023 | 8 | 28 | 10 | 70.6914 | 0 | 27.7645 | 0 | 42.9269 | 0
2023 | 8 | 28 | 11 | 71.0931 | 0 | 27.9222 | 0 | 43.1708 | 0
2023 | 8 | 28 | 12 | 72.9446 | 0 | 28.6494 | 0 | 44.2952 | 0
2023 | 8 | 28 | 13 | 76.4432 | 0 | 30.0235 | 0 | 46.4197 | 0
2023 | 8 | 28 | 14 | 79.9034 | 0 | 31.3825 | 0 | 48.5209 | 0
2023 | 8 | 28 | 15 | 84.7309 | 4.7309 | 33.2786 | 0 | 51.4523 | 0
2023 | 8 | 28 | 16 | 90.0472 | 10.0472 | 35.3666 | 0 | 54.6806 | 0
2023 | 8 | 28 | 17 | 96.5282 | 16.5282 | 37.912 | 0.91203 | 58.6162 | 0
2023 | 8 | 28 | 18 | 103.8884 | 23.8884 | 40.8028 | 3.8028 | 63.0856 | 0
2023 | 8 | 28 | 19 | 104.5247 | 24.5247 | 41.0527 | 4.0527 | 63.472 | 0
2023 | 8 | 28 | 20 | 104.6687 | 24.6687 | 41.1093 | 4.1093 | 63.5594 | 0
2023 | 8 | 28 | 21 | 102.2356 | 22.2356 | 40.1537 | 3.1537 | 62.082 | 0
2023 | 8 | 28 | 22 | 96.3399 | 16.3399 | 37.8381 | 0.83809 | 58.5018 | 0
2023 | 8 | 28 | 23 | 86.9846 | 6.9846 | 34.1637 | 0 | 52.8209 | 0
2023 | 8 | 28 | 24 | 78.9342 | 0 | 31.0019 | 0 | 47.9323 | 0
2023 | 8 | 29 | 1 | 73.0822 | 0 | 28.7035 | 0 | 44.3787 | 0
2023 | 8 | 29 | 2 | 67.2134 | 0 | 26.3985 | 0 | 40.8149 | 0
2023 | 8 | 29 | 3 | 64.6919 | 0 | 25.4081 | 0 | 39.2838 | 0
2023 | 8 | 29 | 4 | 63.4257 | 0 | 24.9108 | 0 | 38.5149 | 0
2023 | 8 | 29 | 5 | 63.0079 | 0 | 24.7467 | 0 | 38.2612 | 0
2023 | 8 | 29 | 6 | 64.6975 | 0 | 25.4103 | 0 | 39.2872 | 0
2023 | 8 | 29 | 7 | 65.9423 | 0 | 25.8992 | 0 | 40.0431 | 0
2023 | 8 | 29 | 8 | 69.2298 | 0 | 27.1904 | 0 | 42.0394 | 0
2023 | 8 | 29 | 9 | 69.3845 | 0 | 27.2512 | 0 | 42.1333 | 0
2023 | 8 | 29 | 10 | 67.0735 | 0 | 26.3435 | 0 | 40.73 | 0
2023 | 8 | 29 | 11 | 65.3767 | 0 | 25.6771 | 0 | 39.6996 | 0
2023 | 8 | 29 | 12 | 64.7962 | 0 | 25.4491 | 0 | 39.3471 | 0
2023 | 8 | 29 | 13 | 67.8403 | 0 | 26.6447 | 0 | 41.1956 | 0
2023 | 8 | 29 | 14 | 69.999 | 0 | 27.4925 | 0 | 42.5065 | 0
2023 | 8 | 29 | 15 | 73.9343 | 0 | 29.0381 | 0 | 44.8961 | 0
2023 | 8 | 29 | 16 | 78.9298 | 0 | 31.0002 | 0 | 47.9296 | 0
2023 | 8 | 29 | 17 | 87.5276 | 7.5276 | 34.377 | 0 | 53.1506 | 0
2023 | 8 | 29 | 18 | 97.2375 | 17.2375 | 38.1906 | 1.1906 | 59.0469 | 0
2023 | 8 | 29 | 19 | 101.9125 | 21.9125 | 40.0268 | 3.0268 | 61.8858 | 0
2023 | 8 | 29 | 20 | 103.39 | 23.39 | 40.6071 | 3.6071 | 62.783 | 0
2023 | 8 | 29 | 21 | 101.6437 | 21.6437 | 39.9212 | 2.9212 | 61.7225 | 0
2023 | 8 | 29 | 22 | 95.4983 | 15.4983 | 37.5075 | 0.50752 | 57.9907 | 0
2023 | 8 | 29 | 23 | 85.933 | 5.933 | 33.7507 | 0 | 52.1823 | 0
2023 | 8 | 29 | 24 | 77.9709 | 0 | 30.6235 | 0 | 47.3474 | 0
2023 | 8 | 30 | 1 | 67.6205 | 0 | 26.5583 | 0 | 41.0621 | 0
2023 | 8 | 30 | 2 | 69.4828 | 0 | 27.2898 | 0 | 42.193 | 0
2023 | 8 | 30 | 3 | 67.2966 | 0 | 26.4311 | 0 | 40.8654 | 0
2023 | 8 | 30 | 4 | 65.6824 | 0 | 25.7972 | 0 | 39.8852 | 0
2023 | 8 | 30 | 5 | 65.5846 | 0 | 25.7587 | 0 | 39.8258 | 0
2023 | 8 | 30 | 6 | 67.282 | 0 | 26.4254 | 0 | 40.8566 | 0
2023 | 8 | 30 | 7 | 69.1336 | 0 | 27.1526 | 0 | 41.9809 | 0
2023 | 8 | 30 | 8 | 72.2811 | 0 | 28.3888 | 0 | 43.8922 | 0
2023 | 8 | 30 | 9 | 72.5089 | 0 | 28.4783 | 0 | 44.0306 | 0
2023 | 8 | 30 | 10 | 70.8709 | 0 | 27.835 | 0 | 43.0359 | 0
2023 | 8 | 30 | 11 | 70.3822 | 0 | 27.643 | 0 | 42.7392 | 0
2023 | 8 | 30 | 12 | 71.2834 | 0 | 27.997 | 0 | 43.2864 | 0
2023 | 8 | 30 | 13 | 70.9022 | 0 | 27.8473 | 0 | 43.0549 | 0
2023 | 8 | 30 | 14 | 73.4484 | 0 | 28.8473 | 0 | 44.6011 | 0
2023 | 8 | 30 | 15 | 77.5415 | 0 | 30.4549 | 0 | 47.0866 | 0
2023 | 8 | 30 | 16 | 82.8381 | 2.8381 | 32.5352 | 0 | 50.303 | 0
2023 | 8 | 30 | 17 | 90.474 | 10.474 | 35.5342 | 0 | 54.9398 | 0
2023 | 8 | 30 | 18 | 99.1253 | 19.1253 | 38.9321 | 1.9321 | 60.1932 | 0
2023 | 8 | 30 | 19 | 102.6929 | 22.6929 | 40.3333 | 3.3333 | 62.3597 | 0
2023 | 8 | 30 | 20 | 101.4888 | 21.4888 | 39.8604 | 2.8604 | 61.6285 | 0
2023 | 8 | 30 | 21 | 100.0998 | 20.0998 | 39.3148 | 2.3148 | 60.785 | 0
2023 | 8 | 30 | 22 | 94.8706 | 14.8706 | 37.261 | 0.26102 | 57.6096 | 0
2023 | 8 | 30 | 23 | 86.5941 | 6.5941 | 34.0103 | 0 | 52.5837 | 0
2023 | 8 | 30 | 24 | 79.3234 | 0 | 31.1547 | 0 | 48.1686 | 0
2023 | 8 | 31 | 1 | 73.819 | 0 | 28.9929 | 0 | 44.8262 | 0
2023 | 8 | 31 | 2 | 68.813 | 0 | 27.0267 | 0 | 41.7863 | 0
2023 | 8 | 31 | 3 | 66.2457 | 0 | 26.0184 | 0 | 40.2273 | 0
2023 | 8 | 31 | 4 | 65.0097 | 0 | 25.533 | 0 | 39.4768 | 0
2023 | 8 | 31 | 5 | 64.4124 | 0 | 25.2984 | 0 | 39.1141 | 0
2023 | 8 | 31 | 6 | 65.6661 | 0 | 25.7908 | 0 | 39.8754 | 0
2023 | 8 | 31 | 7 | 70.4965 | 0 | 27.6879 | 0 | 42.8086 | 0
2023 | 8 | 31 | 8 | 74.6019 | 0 | 29.3003 | 0 | 45.3015 | 0
2023 | 8 | 31 | 9 | 77.5891 | 0 | 30.4736 | 0 | 47.1155 | 0
2023 | 8 | 31 | 10 | 78.6514 | 0 | 30.8908 | 0 | 47.7606 | 0
2023 | 8 | 31 | 11 | 79.0568 | 0 | 31.05 | 0 | 48.0067 | 0
2023 | 8 | 31 | 12 | 78.4783 | 0 | 30.8228 | 0 | 47.6555 | 0
2023 | 8 | 31 | 13 | 72.7691 | 0 | 28.5805 | 0 | 44.1886 | 0
2023 | 8 | 31 | 14 | 74.837 | 0 | 29.3927 | 0 | 45.4443 | 0
2023 | 8 | 31 | 15 | 77.4074 | 0 | 30.4022 | 0 | 47.0052 | 0
2023 | 8 | 31 | 16 | 80.9088 | 0.90885 | 31.7774 | 0 | 49.1314 | 0
2023 | 8 | 31 | 17 | 86.5547 | 6.5547 | 33.9949 | 0 | 52.5598 | 0
2023 | 8 | 31 | 18 | 93.4861 | 13.4861 | 36.7172 | 0 | 56.7689 | 0
2023 | 8 | 31 | 19 | 93.424 | 13.424 | 36.6929 | 0 | 56.7312 | 0
2023 | 8 | 31 | 20 | 95.0703 | 15.0703 | 37.3395 | 0.33945 | 57.7309 | 0
2023 | 8 | 31 | 21 | 93.3298 | 13.3298 | 36.6559 | 0 | 56.674 | 0
2023 | 8 | 31 | 22 | 87.2895 | 7.2895 | 34.2835 | 0 | 53.006 | 0
2023 | 8 | 31 | 23 | 78.1501 | 0 | 30.6939 | 0 | 47.4562 | 0
2023 | 8 | 31 | 24 | 70.8973 | 0 | 27.8454 | 0 | 43.052 | 0
2023 | 9 | 1 | 1 | 68.0954 | 0 | 26.7449 | 0 | 41.3505 | 0
2023 | 9 | 1 | 2 | 60.6129 | 0 | 23.8061 | 0 | 36.8068 | 0
2023 | 9 | 1 | 3 | 58.6711 | 0 | 23.0434 | 0 | 35.6276 | 0
2023 | 9 | 1 | 4 | 57.9688 | 0 | 22.7676 | 0 | 35.2012 | 0
2023 | 9 | 1 | 5 | 58.3442 | 0 | 22.915 | 0 | 35.4292 | 0
2023 | 9 | 1 | 6 | 60.0364 | 0 | 23.5796 | 0 | 36.4567 | 0
2023 | 9 | 1 | 7 | 61.6963 | 0 | 24.2316 | 0 | 37.4647 | 0
2023 | 9 | 1 | 8 | 65.1557 | 0 | 25.5903 | 0 | 39.5654 | 0
2023 | 9 | 1 | 9 | 66.5151 | 0 | 26.1242 | 0 | 40.3909 | 0
2023 | 9 | 1 | 10 | 65.1718 | 0 | 25.5966 | 0 | 39.5752 | 0
2023 | 9 | 1 | 11 | 62.0474 | 0 | 24.3695 | 0 | 37.6779 | 0
2023 | 9 | 1 | 12 | 59.1827 | 0 | 23.2444 | 0 | 35.9384 | 0
2023 | 9 | 1 | 13 | 58.7352 | 0 | 23.0686 | 0 | 35.6666 | 0
2023 | 9 | 1 | 14 | 59.2987 | 0 | 23.2899 | 0 | 36.0088 | 0
2023 | 9 | 1 | 15 | 61.1493 | 0 | 24.0168 | 0 | 37.1326 | 0
2023 | 9 | 1 | 16 | 63.8689 | 0 | 25.0849 | 0 | 38.784 | 0
2023 | 9 | 1 | 17 | 69.2011 | 0 | 27.1791 | 0 | 42.0219 | 0
2023 | 9 | 1 | 18 | 75.6091 | 0 | 29.6959 | 0 | 45.9131 | 0
2023 | 9 | 1 | 19 | 80.9197 | 0.9197 | 31.7817 | 0 | 49.138 | 0
2023 | 9 | 1 | 20 | 80.7755 | 0.77552 | 31.7251 | 0 | 49.0504 | 0
2023 | 9 | 1 | 21 | 80.5281 | 0.52807 | 31.6279 | 0 | 48.9002 | 0
2023 | 9 | 1 | 22 | 75.4502 | 0 | 29.6335 | 0 | 45.8167 | 0
2023 | 9 | 1 | 23 | 68.3098 | 0 | 26.8291 | 0 | 41.4807 | 0
2023 | 9 | 1 | 24 | 62.7871 | 0 | 24.66 | 0 | 38.1271 | 0
2023 | 9 | 2 | 1 | 57.8345 | 0 | 22.7148 | 0 | 35.1196 | 0
2023 | 9 | 2 | 2 | 53.6372 | 0 | 21.0664 | 0 | 32.5709 | 0
2023 | 9 | 2 | 3 | 51.5666 | 0 | 20.2531 | 0 | 31.3135 | 0
2023 | 9 | 2 | 4 | 50.5256 | 0 | 19.8442 | 0 | 30.6813 | 0
2023 | 9 | 2 | 5 | 50.5067 | 0 | 19.8368 | 0 | 30.6699 | 0
2023 | 9 | 2 | 6 | 51.1338 | 0 | 20.0831 | 0 | 31.0507 | 0
2023 | 9 | 2 | 7 | 53.0162 | 0 | 20.8224 | 0 | 32.1937 | 0
2023 | 9 | 2 | 8 | 53.9404 | 0 | 21.1854 | 0 | 32.755 | 0
2023 | 9 | 2 | 9 | 52.661 | 0 | 20.6829 | 0 | 31.9781 | 0
2023 | 9 | 2 | 10 | 49.2465 | 0 | 19.3419 | 0 | 29.9047 | 0
2023 | 9 | 2 | 11 | 44.1223 | 0 | 17.3293 | 0 | 26.793 | 0
2023 | 9 | 2 | 12 | 41.1974 | 0 | 16.1805 | 0 | 25.0169 | 0
2023 | 9 | 2 | 13 | 44.6342 | 0 | 17.5304 | 0 | 27.1039 | 0
2023 | 9 | 2 | 14 | 45.2449 | 0 | 17.7702 | 0 | 27.4747 | 0
2023 | 9 | 2 | 15 | 49.2076 | 0 | 19.3266 | 0 | 29.881 | 0
2023 | 9 | 2 | 16 | 52.8843 | 0 | 20.7706 | 0 | 32.1137 | 0
2023 | 9 | 2 | 17 | 58.0501 | 0 | 22.7995 | 0 | 35.2505 | 0
2023 | 9 | 2 | 18 | 66.6418 | 0 | 26.174 | 0 | 40.4678 | 0
2023 | 9 | 2 | 19 | 71.3868 | 0 | 28.0376 | 0 | 43.3492 | 0
2023 | 9 | 2 | 20 | 73.4044 | 0 | 28.83 | 0 | 44.5744 | 0
2023 | 9 | 2 | 21 | 73.3548 | 0 | 28.8105 | 0 | 44.5443 | 0
2023 | 9 | 2 | 22 | 68.9428 | 0 | 27.0777 | 0 | 41.8651 | 0
2023 | 9 | 2 | 23 | 63.3307 | 0 | 24.8735 | 0 | 38.4572 | 0
2023 | 9 | 2 | 24 | 58.3225 | 0 | 22.9065 | 0 | 35.416 | 0
2023 | 9 | 3 | 1 | 54.0932 | 0 | 21.2454 | 0 | 32.8478 | 0
2023 | 9 | 3 | 2 | 49.5462 | 0 | 19.4596 | 0 | 30.0867 | 0
2023 | 9 | 3 | 3 | 48.3101 | 0 | 18.9741 | 0 | 29.336 | 0
2023 | 9 | 3 | 4 | 47.6721 | 0 | 18.7235 | 0 | 28.9486 | 0
2023 | 9 | 3 | 5 | 47.7656 | 0 | 18.7602 | 0 | 29.0054 | 0
2023 | 9 | 3 | 6 | 48.8068 | 0 | 19.1692 | 0 | 29.6377 | 0
2023 | 9 | 3 | 7 | 49.3503 | 0 | 19.3826 | 0 | 29.9677 | 0
2023 | 9 | 3 | 8 | 50.624 | 0 | 19.8829 | 0 | 30.7411 | 0
2023 | 9 | 3 | 9 | 50.9074 | 0 | 19.9942 | 0 | 30.9132 | 0
2023 | 9 | 3 | 10 | 48.6242 | 0 | 19.0974 | 0 | 29.5267 | 0
2023 | 9 | 3 | 11 | 44.1992 | 0 | 17.3595 | 0 | 26.8397 | 0
2023 | 9 | 3 | 12 | 43.6777 | 0 | 17.1547 | 0 | 26.523 | 0
2023 | 9 | 3 | 13 | 36.6638 | 0 | 14.3999 | 0 | 22.2639 | 0
2023 | 9 | 3 | 14 | 38.2411 | 0 | 15.0194 | 0 | 23.2217 | 0
2023 | 9 | 3 | 15 | 42.4393 | 0 | 16.6683 | 0 | 25.771 | 0
2023 | 9 | 3 | 16 | 48.8987 | 0 | 19.2053 | 0 | 29.6935 | 0
2023 | 9 | 3 | 17 | 57.365 | 0 | 22.5305 | 0 | 34.8346 | 0
2023 | 9 | 3 | 18 | 69.5849 | 0 | 27.3299 | 0 | 42.255 | 0
2023 | 9 | 3 | 19 | 75.9904 | 0 | 29.8457 | 0 | 46.1447 | 0
2023 | 9 | 3 | 20 | 77.4806 | 0 | 30.431 | 0 | 47.0496 | 0
2023 | 9 | 3 | 21 | 76.7451 | 0 | 30.1421 | 0 | 46.603 | 0
2023 | 9 | 3 | 22 | 71.1959 | 0 | 27.9626 | 0 | 43.2333 | 0
2023 | 9 | 3 | 23 | 64.3695 | 0 | 25.2815 | 0 | 39.088 | 0
2023 | 9 | 3 | 24 | 58.6322 | 0 | 23.0281 | 0 | 35.604 | 0
2023 | 9 | 4 | 1 | 54.52 | 0 | 21.413 | 0 | 33.1069 | 0
2023 | 9 | 4 | 2 | 52.2883 | 0 | 20.5365 | 0 | 31.7518 | 0
2023 | 9 | 4 | 3 | 51.3938 | 0 | 20.1852 | 0 | 31.2086 | 0
2023 | 9 | 4 | 4 | 50.719 | 0 | 19.9202 | 0 | 30.7988 | 0
2023 | 9 | 4 | 5 | 50.8703 | 0 | 19.9796 | 0 | 30.8907 | 0
2023 | 9 | 4 | 6 | 51.2582 | 0 | 20.1319 | 0 | 31.1262 | 0
2023 | 9 | 4 | 7 | 50.8323 | 0 | 19.9647 | 0 | 30.8676 | 0
2023 | 9 | 4 | 8 | 50.8593 | 0 | 19.9753 | 0 | 30.884 | 0
2023 | 9 | 4 | 9 | 50.7901 | 0 | 19.9481 | 0 | 30.842 | 0
2023 | 9 | 4 | 10 | 48.6069 | 0 | 19.0907 | 0 | 29.5162 | 0
2023 | 9 | 4 | 11 | 46.9125 | 0 | 18.4252 | 0 | 28.4873 | 0
2023 | 9 | 4 | 12 | 45.9382 | 0 | 18.0425 | 0 | 27.8957 | 0
2023 | 9 | 4 | 13 | 40.3693 | 0 | 15.8553 | 0 | 24.514 | 0
2023 | 9 | 4 | 14 | 41.7893 | 0 | 16.413 | 0 | 25.3763 | 0
2023 | 9 | 4 | 15 | 47.8344 | 0 | 18.7873 | 0 | 29.0472 | 0
2023 | 9 | 4 | 16 | 53.1905 | 0 | 20.8909 | 0 | 32.2996 | 0
2023 | 9 | 4 | 17 | 62.007 | 0 | 24.3536 | 0 | 37.6534 | 0
2023 | 9 | 4 | 18 | 74.3201 | 0 | 29.1897 | 0 | 45.1304 | 0
2023 | 9 | 4 | 19 | 80.8291 | 0.82912 | 31.7461 | 0 | 49.083 | 0
2023 | 9 | 4 | 20 | 83.7041 | 3.7041 | 32.8753 | 0 | 50.8288 | 0
2023 | 9 | 4 | 21 | 83.9689 | 3.9689 | 32.9793 | 0 | 50.9896 | 0
2023 | 9 | 4 | 22 | 79.2662 | 0 | 31.1323 | 0 | 48.1339 | 0
2023 | 9 | 4 | 23 | 73.2636 | 0 | 28.7747 | 0 | 44.4889 | 0
2023 | 9 | 4 | 24 | 67.278 | 0 | 26.4238 | 0 | 40.8542 | 0
2023 | 9 | 5 | 1 | 59.7818 | 0 | 23.4797 | 0 | 36.3021 | 0
2023 | 9 | 5 | 2 | 60.3478 | 0 | 23.7019 | 0 | 36.6458 | 0
2023 | 9 | 5 | 3 | 58.9484 | 0 | 23.1523 | 0 | 35.7961 | 0
2023 | 9 | 5 | 4 | 58.3473 | 0 | 22.9162 | 0 | 35.431 | 0
2023 | 9 | 5 | 5 | 59.0118 | 0 | 23.1772 | 0 | 35.8346 | 0
2023 | 9 | 5 | 6 | 61.1791 | 0 | 24.0284 | 0 | 37.1506 | 0
2023 | 9 | 5 | 7 | 65.0405 | 0 | 25.5451 | 0 | 39.4955 | 0
2023 | 9 | 5 | 8 | 68.349 | 0 | 26.8445 | 0 | 41.5045 | 0
2023 | 9 | 5 | 9 | 67.7661 | 0 | 26.6155 | 0 | 41.1506 | 0
2023 | 9 | 5 | 10 | 64.7006 | 0 | 25.4116 | 0 | 39.2891 | 0
2023 | 9 | 5 | 11 | 62.0256 | 0 | 24.3609 | 0 | 37.6647 | 0
2023 | 9 | 5 | 12 | 60.9224 | 0 | 23.9276 | 0 | 36.9948 | 0
2023 | 9 | 5 | 13 | 55.8482 | 0 | 21.9347 | 0 | 33.9135 | 0
2023 | 9 | 5 | 14 | 56.7576 | 0 | 22.2919 | 0 | 34.4657 | 0
2023 | 9 | 5 | 15 | 62.0019 | 0 | 24.3516 | 0 | 37.6503 | 0
2023 | 9 | 5 | 16 | 69.029 | 0 | 27.1116 | 0 | 41.9174 | 0
2023 | 9 | 5 | 17 | 78.6733 | 0 | 30.8994 | 0 | 47.7739 | 0
2023 | 9 | 5 | 18 | 90.1556 | 10.1556 | 35.4092 | 0 | 54.7464 | 0
2023 | 9 | 5 | 19 | 94.5554 | 14.5554 | 37.1372 | 0.13721 | 57.4182 | 0
2023 | 9 | 5 | 20 | 96.1836 | 16.1836 | 37.7767 | 0.77668 | 58.4069 | 0
2023 | 9 | 5 | 21 | 94.7759 | 14.7759 | 37.2238 | 0.22379 | 57.5521 | 0
2023 | 9 | 5 | 22 | 88.2117 | 8.2117 | 34.6457 | 0 | 53.566 | 0
2023 | 9 | 5 | 23 | 79.7025 | 0 | 31.3036 | 0 | 48.3989 | 0
2023 | 9 | 5 | 24 | 72.2445 | 0 | 28.3745 | 0 | 43.87 | 0
2023 | 9 | 6 | 1 | 66.2445 | 0 | 26.0179 | 0 | 40.2266 | 0
2023 | 9 | 6 | 2 | 66.0069 | 0 | 25.9246 | 0 | 40.0823 | 0
2023 | 9 | 6 | 3 | 63.9518 | 0 | 25.1175 | 0 | 38.8344 | 0
2023 | 9 | 6 | 4 | 62.8991 | 0 | 24.704 | 0 | 38.1951 | 0
2023 | 9 | 6 | 5 | 63.3997 | 0 | 24.9006 | 0 | 38.4991 | 0
2023 | 9 | 6 | 6 | 65.3601 | 0 | 25.6706 | 0 | 39.6895 | 0
2023 | 9 | 6 | 7 | 69.8461 | 0 | 27.4325 | 0 | 42.4136 | 0
2023 | 9 | 6 | 8 | 74.2006 | 0 | 29.1427 | 0 | 45.0578 | 0
2023 | 9 | 6 | 9 | 75.1972 | 0 | 29.5342 | 0 | 45.6631 | 0
2023 | 9 | 6 | 10 | 74.11 | 0 | 29.1072 | 0 | 45.0029 | 0
2023 | 9 | 6 | 11 | 72.9655 | 0 | 28.6577 | 0 | 44.3079 | 0
2023 | 9 | 6 | 12 | 72.6106 | 0 | 28.5183 | 0 | 44.0924 | 0
2023 | 9 | 6 | 13 | 72.6955 | 0 | 28.5516 | 0 | 44.1439 | 0
2023 | 9 | 6 | 14 | 74.0192 | 0 | 29.0715 | 0 | 44.9477 | 0
2023 | 9 | 6 | 15 | 78.7267 | 0 | 30.9204 | 0 | 47.8063 | 0
2023 | 9 | 6 | 16 | 84.1812 | 4.1812 | 33.0627 | 0 | 51.1186 | 0
2023 | 9 | 6 | 17 | 91.9247 | 11.9247 | 36.104 | 0 | 55.8207 | 0
2023 | 9 | 6 | 18 | 101.5495 | 21.5495 | 39.8842 | 2.8842 | 61.6654 | 0
2023 | 9 | 6 | 19 | 101.9785 | 21.9785 | 40.0527 | 3.0527 | 61.9258 | 0
2023 | 9 | 6 | 20 | 102.1582 | 22.1582 | 40.1232 | 3.1232 | 62.0349 | 0
2023 | 9 | 6 | 21 | 100.6868 | 20.6868 | 39.5454 | 2.5454 | 61.1415 | 0
2023 | 9 | 6 | 22 | 94.2848 | 14.2848 | 37.0309 | 0.030914 | 57.2539 | 0
2023 | 9 | 6 | 23 | 85.8216 | 5.8216 | 33.707 | 0 | 52.1147 | 0
2023 | 9 | 6 | 24 | 77.71 | 0 | 30.5211 | 0 | 47.1889 | 0
2023 | 9 | 7 | 1 | 71.899 | 0 | 28.2388 | 0 | 43.6602 | 0
2023 | 9 | 7 | 2 | 72.7233 | 0 | 28.5625 | 0 | 44.1608 | 0
2023 | 9 | 7 | 3 | 70.0963 | 0 | 27.5307 | 0 | 42.5656 | 0
2023 | 9 | 7 | 4 | 68.7078 | 0 | 26.9854 | 0 | 41.7224 | 0
2023 | 9 | 7 | 5 | 68.4809 | 0 | 26.8963 | 0 | 41.5846 | 0
2023 | 9 | 7 | 6 | 70.0889 | 0 | 27.5278 | 0 | 42.561 | 0
2023 | 9 | 7 | 7 | 73.0361 | 0 | 28.6854 | 0 | 44.3507 | 0
2023 | 9 | 7 | 8 | 78.3939 | 0 | 30.7897 | 0 | 47.6042 | 0
2023 | 9 | 7 | 9 | 80.5066 | 0.50663 | 31.6195 | 0 | 48.8872 | 0
2023 | 9 | 7 | 10 | 79.9365 | 0 | 31.3955 | 0 | 48.541 | 0
2023 | 9 | 7 | 11 | 79.5575 | 0 | 31.2467 | 0 | 48.3108 | 0
2023 | 9 | 7 | 12 | 80.9244 | 0.92445 | 31.7836 | 0 | 49.1409 | 0
2023 | 9 | 7 | 13 | 80.4235 | 0.42346 | 31.5868 | 0 | 48.8367 | 0
2023 | 9 | 7 | 14 | 81.9492 | 1.9492 | 32.186 | 0 | 49.7632 | 0
2023 | 9 | 7 | 15 | 86.6175 | 6.6175 | 34.0195 | 0 | 52.598 | 0
2023 | 9 | 7 | 16 | 92.1623 | 12.1623 | 36.1973 | 0 | 55.965 | 0
2023 | 9 | 7 | 17 | 99.2316 | 19.2316 | 38.9738 | 1.9738 | 60.2578 | 0
2023 | 9 | 7 | 18 | 107.8053 | 27.8053 | 42.3412 | 5.3412 | 65.4641 | 0
2023 | 9 | 7 | 19 | 113.4418 | 33.4418 | 44.555 | 7.555 | 68.8869 | 0
2023 | 9 | 7 | 20 | 112.7171 | 32.7171 | 44.2703 | 7.2703 | 68.4468 | 0
2023 | 9 | 7 | 21 | 110.7057 | 30.7057 | 43.4803 | 6.4803 | 67.2253 | 0
2023 | 9 | 7 | 22 | 104.0113 | 24.0113 | 40.8511 | 3.8511 | 63.1602 | 0
2023 | 9 | 7 | 23 | 95.054 | 15.054 | 37.333 | 0.33304 | 57.721 | 0
2023 | 9 | 7 | 24 | 85.9886 | 5.9886 | 33.7725 | 0 | 52.216 | 0
2023 | 9 | 8 | 1 | 78.744 | 0 | 30.9272 | 0 | 47.8168 | 0
2023 | 9 | 8 | 2 | 71.9583 | 0 | 28.262 | 0 | 43.6962 | 0
2023 | 9 | 8 | 3 | 68.9324 | 0 | 27.0736 | 0 | 41.8588 | 0
2023 | 9 | 8 | 4 | 67.4151 | 0 | 26.4777 | 0 | 40.9374 | 0
2023 | 9 | 8 | 5 | 67.0009 | 0 | 26.315 | 0 | 40.6859 | 0
2023 | 9 | 8 | 6 | 68.4007 | 0 | 26.8648 | 0 | 41.5359 | 0
2023 | 9 | 8 | 7 | 69.3584 | 0 | 27.2409 | 0 | 42.1174 | 0
2023 | 9 | 8 | 8 | 75.1939 | 0 | 29.5329 | 0 | 45.6611 | 0
2023 | 9 | 8 | 9 | 79.7915 | 0 | 31.3386 | 0 | 48.4529 | 0
2023 | 9 | 8 | 10 | 81.5206 | 1.5206 | 32.0177 | 0 | 49.5029 | 0
2023 | 9 | 8 | 11 | 81.4626 | 1.4626 | 31.9949 | 0 | 49.4677 | 0
2023 | 9 | 8 | 12 | 81.2825 | 1.2825 | 31.9242 | 0 | 49.3583 | 0
2023 | 9 | 8 | 13 | 83.796 | 3.796 | 32.9114 | 0 | 50.8846 | 0
2023 | 9 | 8 | 14 | 84.6512 | 4.6512 | 33.2473 | 0 | 51.4039 | 0
2023 | 9 | 8 | 15 | 87.484 | 7.484 | 34.3599 | 0 | 53.1241 | 0
2023 | 9 | 8 | 16 | 89.2346 | 9.2346 | 35.0474 | 0 | 54.1872 | 0
2023 | 9 | 8 | 17 | 93.3809 | 13.3809 | 36.6759 | 0 | 56.705 | 0
2023 | 9 | 8 | 18 | 97.7739 | 17.7739 | 38.4013 | 1.4013 | 59.3726 | 0
2023 | 9 | 8 | 19 | 104.4479 | 24.4479 | 41.0226 | 4.0226 | 63.4254 | 0
2023 | 9 | 8 | 20 | 102.6743 | 22.6743 | 40.3259 | 3.3259 | 62.3483 | 0
2023 | 9 | 8 | 21 | 100.5299 | 20.5299 | 39.4837 | 2.4837 | 61.0462 | 0
2023 | 9 | 8 | 22 | 94.5644 | 14.5644 | 37.1407 | 0.14074 | 57.4237 | 0
2023 | 9 | 8 | 23 | 86.5667 | 6.5667 | 33.9996 | 0 | 52.5671 | 0
2023 | 9 | 8 | 24 | 78.7404 | 0 | 30.9258 | 0 | 47.8146 | 0
2023 | 9 | 9 | 1 | 72.5466 | 0 | 28.4931 | 0 | 44.0535 | 0
2023 | 9 | 9 | 2 | 71.122 | 0 | 27.9336 | 0 | 43.1884 | 0
2023 | 9 | 9 | 3 | 67.7918 | 0 | 26.6256 | 0 | 41.1661 | 0
2023 | 9 | 9 | 4 | 65.5997 | 0 | 25.7647 | 0 | 39.835 | 0
2023 | 9 | 9 | 5 | 64.0834 | 0 | 25.1691 | 0 | 38.9143 | 0
2023 | 9 | 9 | 6 | 64.3379 | 0 | 25.2691 | 0 | 39.0688 | 0
2023 | 9 | 9 | 7 | 65.1783 | 0 | 25.5992 | 0 | 39.5791 | 0
2023 | 9 | 9 | 8 | 68.4687 | 0 | 26.8915 | 0 | 41.5772 | 0
2023 | 9 | 9 | 9 | 69.2799 | 0 | 27.2101 | 0 | 42.0698 | 0
2023 | 9 | 9 | 10 | 69.6796 | 0 | 27.3671 | 0 | 42.3125 | 0
2023 | 9 | 9 | 11 | 69.2494 | 0 | 27.1981 | 0 | 42.0513 | 0
2023 | 9 | 9 | 12 | 68.3829 | 0 | 26.8578 | 0 | 41.5251 | 0
2023 | 9 | 9 | 13 | 66.1806 | 0 | 25.9928 | 0 | 40.1878 | 0
2023 | 9 | 9 | 14 | 67.3965 | 0 | 26.4704 | 0 | 40.9261 | 0
2023 | 9 | 9 | 15 | 71.3026 | 0 | 28.0045 | 0 | 43.2981 | 0
2023 | 9 | 9 | 16 | 76.5587 | 0 | 30.0689 | 0 | 46.4898 | 0
2023 | 9 | 9 | 17 | 85.1788 | 5.1788 | 33.4545 | 0 | 51.7243 | 0
2023 | 9 | 9 | 18 | 94.4749 | 14.4749 | 37.1056 | 0.10559 | 57.3693 | 0
2023 | 9 | 9 | 19 | 100.6512 | 20.6512 | 39.5314 | 2.5314 | 61.1199 | 0
2023 | 9 | 9 | 20 | 99.2441 | 19.2441 | 38.9787 | 1.9787 | 60.2654 | 0
2023 | 9 | 9 | 21 | 96.1553 | 16.1553 | 37.7656 | 0.76559 | 58.3897 | 0
2023 | 9 | 9 | 22 | 89.907 | 9.907 | 35.3115 | 0 | 54.5955 | 0
2023 | 9 | 9 | 23 | 82.7382 | 2.7382 | 32.4959 | 0 | 50.2423 | 0
2023 | 9 | 9 | 24 | 76.3382 | 0 | 29.9823 | 0 | 46.3559 | 0
2023 | 9 | 10 | 1 | 66.9856 | 0 | 26.309 | 0 | 40.6766 | 0
2023 | 9 | 10 | 2 | 67.5384 | 0 | 26.5261 | 0 | 41.0123 | 0
2023 | 9 | 10 | 3 | 64.7978 | 0 | 25.4497 | 0 | 39.3481 | 0
2023 | 9 | 10 | 4 | 63.282 | 0 | 24.8544 | 0 | 38.4276 | 0
2023 | 9 | 10 | 5 | 62.2306 | 0 | 24.4415 | 0 | 37.7892 | 0
2023 | 9 | 10 | 6 | 62.381 | 0 | 24.5005 | 0 | 37.8805 | 0
2023 | 9 | 10 | 7 | 62.6861 | 0 | 24.6204 | 0 | 38.0658 | 0
2023 | 9 | 10 | 8 | 65.9688 | 0 | 25.9097 | 0 | 40.0592 | 0
2023 | 9 | 10 | 9 | 69.1869 | 0 | 27.1736 | 0 | 42.0133 | 0
2023 | 9 | 10 | 10 | 72.0112 | 0 | 28.2828 | 0 | 43.7284 | 0
2023 | 9 | 10 | 11 | 72.5626 | 0 | 28.4994 | 0 | 44.0632 | 0
2023 | 9 | 10 | 12 | 73.1117 | 0 | 28.7151 | 0 | 44.3966 | 0
2023 | 9 | 10 | 13 | 62.8114 | 0 | 24.6696 | 0 | 38.1418 | 0
2023 | 9 | 10 | 14 | 63.6823 | 0 | 25.0116 | 0 | 38.6707 | 0
2023 | 9 | 10 | 15 | 65.7991 | 0 | 25.843 | 0 | 39.9561 | 0
2023 | 9 | 10 | 16 | 69.0726 | 0 | 27.1287 | 0 | 41.9439 | 0
2023 | 9 | 10 | 17 | 74.8316 | 0 | 29.3906 | 0 | 45.4411 | 0
2023 | 9 | 10 | 18 | 80.3637 | 0.36367 | 31.5633 | 0 | 48.8004 | 0
2023 | 9 | 10 | 19 | 86.6473 | 6.6473 | 34.0312 | 0 | 52.616 | 0
2023 | 9 | 10 | 20 | 84.2205 | 4.2205 | 33.0781 | 0 | 51.1424 | 0
2023 | 9 | 10 | 21 | 82.1365 | 2.1365 | 32.2596 | 0 | 49.8769 | 0
2023 | 9 | 10 | 22 | 76.8174 | 0 | 30.1705 | 0 | 46.6469 | 0
2023 | 9 | 10 | 23 | 70.2151 | 0 | 27.5774 | 0 | 42.6377 | 0
2023 | 9 | 10 | 24 | 64.5865 | 0 | 25.3667 | 0 | 39.2197 | 0
2023 | 9 | 11 | 1 | 69.3171 | 0 | 27.2247 | 0 | 42.0924 | 0
2023 | 9 | 11 | 2 | 58.9458 | 0 | 23.1513 | 0 | 35.7945 | 0
2023 | 9 | 11 | 3 | 57.033 | 0 | 22.4001 | 0 | 34.633 | 0
2023 | 9 | 11 | 4 | 56.3121 | 0 | 22.1169 | 0 | 34.1952 | 0
2023 | 9 | 11 | 5 | 56.0985 | 0 | 22.033 | 0 | 34.0655 | 0
2023 | 9 | 11 | 6 | 57.1005 | 0 | 22.4266 | 0 | 34.6739 | 0
2023 | 9 | 11 | 7 | 59.9766 | 0 | 23.5562 | 0 | 36.4204 | 0
2023 | 9 | 11 | 8 | 63.8135 | 0 | 25.0632 | 0 | 38.7504 | 0
2023 | 9 | 11 | 9 | 61.8555 | 0 | 24.2941 | 0 | 37.5614 | 0
2023 | 9 | 11 | 10 | 57.1734 | 0 | 22.4552 | 0 | 34.7182 | 0
2023 | 9 | 11 | 11 | 52.3124 | 0 | 20.546 | 0 | 31.7664 | 0
2023 | 9 | 11 | 12 | 49.3347 | 0 | 19.3765 | 0 | 29.9582 | 0
2023 | 9 | 11 | 13 | 58.3906 | 0 | 22.9333 | 0 | 35.4574 | 0
2023 | 9 | 11 | 14 | 59.8127 | 0 | 23.4918 | 0 | 36.3209 | 0
2023 | 9 | 11 | 15 | 61.9247 | 0 | 24.3213 | 0 | 37.6034 | 0
2023 | 9 | 11 | 16 | 64.7524 | 0 | 25.4319 | 0 | 39.3205 | 0
2023 | 9 | 11 | 17 | 70.7676 | 0 | 27.7944 | 0 | 42.9732 | 0
2023 | 9 | 11 | 18 | 77.2859 | 0 | 30.3545 | 0 | 46.9314 | 0
2023 | 9 | 11 | 19 | 81.0478 | 1.0478 | 31.832 | 0 | 49.2158 | 0
2023 | 9 | 11 | 20 | 83.1314 | 3.1314 | 32.6503 | 0 | 50.481 | 0
2023 | 9 | 11 | 21 | 82.1277 | 2.1277 | 32.2562 | 0 | 49.8716 | 0
2023 | 9 | 11 | 22 | 76.2904 | 0 | 29.9635 | 0 | 46.3269 | 0
2023 | 9 | 11 | 23 | 68.2431 | 0 | 26.8029 | 0 | 41.4402 | 0
2023 | 9 | 11 | 24 | 62.4023 | 0 | 24.5089 | 0 | 37.8934 | 0
2023 | 9 | 12 | 1 | 57.1054 | 0 | 22.4285 | 0 | 34.6769 | 0
2023 | 9 | 12 | 2 | 58.1133 | 0 | 22.8243 | 0 | 35.2889 | 0
2023 | 9 | 12 | 3 | 57.0962 | 0 | 22.4249 | 0 | 34.6714 | 0
2023 | 9 | 12 | 4 | 56.2803 | 0 | 22.1044 | 0 | 34.1759 | 0
2023 | 9 | 12 | 5 | 56.5446 | 0 | 22.2082 | 0 | 34.3364 | 0
2023 | 9 | 12 | 6 | 58.1783 | 0 | 22.8499 | 0 | 35.3284 | 0
2023 | 9 | 12 | 7 | 60.4066 | 0 | 23.7251 | 0 | 36.6816 | 0
2023 | 9 | 12 | 8 | 63.4494 | 0 | 24.9201 | 0 | 38.5293 | 0
2023 | 9 | 12 | 9 | 61.4014 | 0 | 24.1158 | 0 | 37.2856 | 0
2023 | 9 | 12 | 10 | 56.4751 | 0 | 22.1809 | 0 | 34.2941 | 0
2023 | 9 | 12 | 11 | 52.0235 | 0 | 20.4325 | 0 | 31.591 | 0
2023 | 9 | 12 | 12 | 50.7997 | 0 | 19.9519 | 0 | 30.8478 | 0
2023 | 9 | 12 | 13 | 41.3637 | 0 | 16.2458 | 0 | 25.1179 | 0
2023 | 9 | 12 | 14 | 42.7733 | 0 | 16.7995 | 0 | 25.9738 | 0
2023 | 9 | 12 | 15 | 47.0399 | 0 | 18.4752 | 0 | 28.5647 | 0
2023 | 9 | 12 | 16 | 53.9189 | 0 | 21.177 | 0 | 32.7419 | 0
2023 | 9 | 12 | 17 | 63.9675 | 0 | 25.1236 | 0 | 38.8439 | 0
2023 | 9 | 12 | 18 | 74.2925 | 0 | 29.1788 | 0 | 45.1137 | 0
2023 | 9 | 12 | 19 | 85.3553 | 5.3553 | 33.5238 | 0 | 51.8315 | 0
2023 | 9 | 12 | 20 | 87.377 | 7.377 | 34.3178 | 0 | 53.0591 | 0
2023 | 9 | 12 | 21 | 85.5265 | 5.5265 | 33.591 | 0 | 51.9354 | 0
2023 | 9 | 12 | 22 | 79.1824 | 0 | 31.0993 | 0 | 48.083 | 0
2023 | 9 | 12 | 23 | 70.9231 | 0 | 27.8555 | 0 | 43.0676 | 0
2023 | 9 | 12 | 24 | 64.909 | 0 | 25.4934 | 0 | 39.4156 | 0
2023 | 9 | 13 | 1 | 58.6911 | 0 | 23.0513 | 0 | 35.6398 | 0
2023 | 9 | 13 | 2 | 59.112 | 0 | 23.2166 | 0 | 35.8954 | 0
2023 | 9 | 13 | 3 | 57.5279 | 0 | 22.5944 | 0 | 34.9335 | 0
2023 | 9 | 13 | 4 | 56.7179 | 0 | 22.2763 | 0 | 34.4416 | 0
2023 | 9 | 13 | 5 | 57.1804 | 0 | 22.458 | 0 | 34.7225 | 0
2023 | 9 | 13 | 6 | 58.9525 | 0 | 23.154 | 0 | 35.7986 | 0
2023 | 9 | 13 | 7 | 63.7385 | 0 | 25.0337 | 0 | 38.7048 | 0
2023 | 9 | 13 | 8 | 67.5039 | 0 | 26.5126 | 0 | 40.9914 | 0
2023 | 9 | 13 | 9 | 66.6044 | 0 | 26.1593 | 0 | 40.4451 | 0
2023 | 9 | 13 | 10 | 63.5144 | 0 | 24.9457 | 0 | 38.5688 | 0
2023 | 9 | 13 | 11 | 60.6897 | 0 | 23.8362 | 0 | 36.8535 | 0
2023 | 9 | 13 | 12 | 59.1434 | 0 | 23.2289 | 0 | 35.9145 | 0
2023 | 9 | 13 | 13 | 54.8721 | 0 | 21.5513 | 0 | 33.3207 | 0
2023 | 9 | 13 | 14 | 56.0421 | 0 | 22.0109 | 0 | 34.0312 | 0
2023 | 9 | 13 | 15 | 59.9678 | 0 | 23.5527 | 0 | 36.4151 | 0
2023 | 9 | 13 | 16 | 65.0721 | 0 | 25.5574 | 0 | 39.5146 | 0
2023 | 9 | 13 | 17 | 72.6358 | 0 | 28.5281 | 0 | 44.1076 | 0
2023 | 9 | 13 | 18 | 81.3049 | 1.3049 | 31.933 | 0 | 49.3719 | 0
2023 | 9 | 13 | 19 | 86.8195 | 6.8195 | 34.0989 | 0 | 52.7206 | 0
2023 | 9 | 13 | 20 | 88.0085 | 8.0085 | 34.5659 | 0 | 53.4426 | 0
2023 | 9 | 13 | 21 | 86.5092 | 6.5092 | 33.977 | 0 | 52.5322 | 0
2023 | 9 | 13 | 22 | 80.7068 | 0.70677 | 31.6981 | 0 | 49.0087 | 0
2023 | 9 | 13 | 23 | 72.7537 | 0 | 28.5744 | 0 | 44.1792 | 0
2023 | 9 | 13 | 24 | 66.008 | 0 | 25.925 | 0 | 40.083 | 0
2023 | 9 | 14 | 1 | 63.3815 | 0 | 24.8935 | 0 | 38.488 | 0
2023 | 9 | 14 | 2 | 56.3632 | 0 | 22.137 | 0 | 34.2262 | 0
2023 | 9 | 14 | 3 | 54.9679 | 0 | 21.589 | 0 | 33.3789 | 0
2023 | 9 | 14 | 4 | 54.6044 | 0 | 21.4462 | 0 | 33.1582 | 0
2023 | 9 | 14 | 5 | 54.8644 | 0 | 21.5483 | 0 | 33.3161 | 0
2023 | 9 | 14 | 6 | 56.2186 | 0 | 22.0802 | 0 | 34.1384 | 0
2023 | 9 | 14 | 7 | 61.4587 | 0 | 24.1383 | 0 | 37.3204 | 0
2023 | 9 | 14 | 8 | 66.0556 | 0 | 25.9437 | 0 | 40.1119 | 0
2023 | 9 | 14 | 9 | 66.2493 | 0 | 26.0198 | 0 | 40.2295 | 0
2023 | 9 | 14 | 10 | 64.5381 | 0 | 25.3477 | 0 | 39.1904 | 0
2023 | 9 | 14 | 11 | 62.2958 | 0 | 24.467 | 0 | 37.8287 | 0
2023 | 9 | 14 | 12 | 60.6818 | 0 | 23.8331 | 0 | 36.8486 | 0
2023 | 9 | 14 | 13 | 53.4255 | 0 | 20.9832 | 0 | 32.4423 | 0
2023 | 9 | 14 | 14 | 52.9117 | 0 | 20.7814 | 0 | 32.1303 | 0
2023 | 9 | 14 | 15 | 54.2327 | 0 | 21.3002 | 0 | 32.9325 | 0
2023 | 9 | 14 | 16 | 57.0942 | 0 | 22.4241 | 0 | 34.6701 | 0
2023 | 9 | 14 | 17 | 63.4417 | 0 | 24.9171 | 0 | 38.5246 | 0
2023 | 9 | 14 | 18 | 71.2331 | 0 | 27.9772 | 0 | 43.2559 | 0
2023 | 9 | 14 | 19 | 75.218 | 0 | 29.5423 | 0 | 45.6757 | 0
2023 | 9 | 14 | 20 | 77.4123 | 0 | 30.4042 | 0 | 47.0082 | 0
2023 | 9 | 14 | 21 | 76.7959 | 0 | 30.1621 | 0 | 46.6339 | 0
2023 | 9 | 14 | 22 | 70.9317 | 0 | 27.8589 | 0 | 43.0729 | 0
2023 | 9 | 14 | 23 | 64.0909 | 0 | 25.1721 | 0 | 38.9188 | 0
2023 | 9 | 14 | 24 | 58.949 | 0 | 23.1526 | 0 | 35.7964 | 0
2023 | 9 | 15 | 1 | 56.4365 | 0 | 22.1658 | 0 | 34.2707 | 0
2023 | 9 | 15 | 2 | 51.2413 | 0 | 20.1253 | 0 | 31.116 | 0
2023 | 9 | 15 | 3 | 50.4483 | 0 | 19.8139 | 0 | 30.6344 | 0
2023 | 9 | 15 | 4 | 50.0536 | 0 | 19.6589 | 0 | 30.3947 | 0
2023 | 9 | 15 | 5 | 51.0384 | 0 | 20.0457 | 0 | 30.9928 | 0
2023 | 9 | 15 | 6 | 52.8966 | 0 | 20.7755 | 0 | 32.1211 | 0
2023 | 9 | 15 | 7 | 57.5061 | 0 | 22.5858 | 0 | 34.9202 | 0
2023 | 9 | 15 | 8 | 61.0365 | 0 | 23.9725 | 0 | 37.0641 | 0
2023 | 9 | 15 | 9 | 58.7104 | 0 | 23.0589 | 0 | 35.6516 | 0
2023 | 9 | 15 | 10 | 53.0297 | 0 | 20.8277 | 0 | 32.202 | 0
2023 | 9 | 15 | 11 | 47.5189 | 0 | 18.6633 | 0 | 28.8555 | 0
2023 | 9 | 15 | 12 | 45.1282 | 0 | 17.7244 | 0 | 27.4038 | 0
2023 | 9 | 15 | 13 | 51.7534 | 0 | 20.3264 | 0 | 31.4269 | 0
2023 | 9 | 15 | 14 | 52.0847 | 0 | 20.4566 | 0 | 31.6281 | 0
2023 | 9 | 15 | 15 | 54.4982 | 0 | 21.4045 | 0 | 33.0937 | 0
2023 | 9 | 15 | 16 | 58.4397 | 0 | 22.9525 | 0 | 35.4871 | 0
2023 | 9 | 15 | 17 | 64.0698 | 0 | 25.1638 | 0 | 38.906 | 0
2023 | 9 | 15 | 18 | 69.6509 | 0 | 27.3558 | 0 | 42.2951 | 0
2023 | 9 | 15 | 19 | 70.3264 | 0 | 27.6211 | 0 | 42.7053 | 0
2023 | 9 | 15 | 20 | 72.2076 | 0 | 28.36 | 0 | 43.8476 | 0
2023 | 9 | 15 | 21 | 71.2949 | 0 | 28.0015 | 0 | 43.2934 | 0
2023 | 9 | 15 | 22 | 66.7025 | 0 | 26.1978 | 0 | 40.5047 | 0
2023 | 9 | 15 | 23 | 61.341 | 0 | 24.092 | 0 | 37.2489 | 0
2023 | 9 | 15 | 24 | 57.157 | 0 | 22.4487 | 0 | 34.7082 | 0
2023 | 9 | 16 | 1 | 54.5787 | 0 | 21.4361 | 0 | 33.1426 | 0
2023 | 9 | 16 | 2 | 48.9477 | 0 | 19.2245 | 0 | 29.7232 | 0
2023 | 9 | 16 | 3 | 47.6336 | 0 | 18.7084 | 0 | 28.9252 | 0
2023 | 9 | 16 | 4 | 46.6216 | 0 | 18.3109 | 0 | 28.3107 | 0
2023 | 9 | 16 | 5 | 46.5187 | 0 | 18.2705 | 0 | 28.2482 | 0
2023 | 9 | 16 | 6 | 47.391 | 0 | 18.6131 | 0 | 28.7779 | 0
2023 | 9 | 16 | 7 | 52.0784 | 0 | 20.4541 | 0 | 31.6243 | 0
2023 | 9 | 16 | 8 | 54.4861 | 0 | 21.3998 | 0 | 33.0864 | 0
2023 | 9 | 16 | 9 | 54.1993 | 0 | 21.2871 | 0 | 32.9122 | 0
2023 | 9 | 16 | 10 | 50.6398 | 0 | 19.8891 | 0 | 30.7507 | 0
2023 | 9 | 16 | 11 | 45.9979 | 0 | 18.066 | 0 | 27.932 | 0
2023 | 9 | 16 | 12 | 46.6253 | 0 | 18.3124 | 0 | 28.313 | 0
2023 | 9 | 16 | 13 | 48.3231 | 0 | 18.9792 | 0 | 29.3439 | 0
2023 | 9 | 16 | 14 | 48.8613 | 0 | 19.1906 | 0 | 29.6707 | 0
2023 | 9 | 16 | 15 | 52.3035 | 0 | 20.5425 | 0 | 31.761 | 0
2023 | 9 | 16 | 16 | 56.8067 | 0 | 22.3112 | 0 | 34.4955 | 0
2023 | 9 | 16 | 17 | 63.1561 | 0 | 24.8049 | 0 | 38.3512 | 0
2023 | 9 | 16 | 18 | 71.8025 | 0 | 28.2009 | 0 | 43.6016 | 0
2023 | 9 | 16 | 19 | 73.035 | 0 | 28.6849 | 0 | 44.35 | 0
2023 | 9 | 16 | 20 | 73.6568 | 0 | 28.9292 | 0 | 44.7277 | 0
2023 | 9 | 16 | 21 | 71.9284 | 0 | 28.2503 | 0 | 43.6781 | 0
2023 | 9 | 16 | 22 | 66.185 | 0 | 25.9946 | 0 | 40.1904 | 0
2023 | 9 | 16 | 23 | 61.3734 | 0 | 24.1048 | 0 | 37.2686 | 0
2023 | 9 | 16 | 24 | 57.0418 | 0 | 22.4035 | 0 | 34.6383 | 0
2023 | 9 | 17 | 1 | 50.4532 | 0 | 19.8158 | 0 | 30.6374 | 0
2023 | 9 | 17 | 2 | 48.4756 | 0 | 19.0391 | 0 | 29.4365 | 0
2023 | 9 | 17 | 3 | 46.6851 | 0 | 18.3359 | 0 | 28.3493 | 0
2023 | 9 | 17 | 4 | 45.9742 | 0 | 18.0566 | 0 | 27.9176 | 0
2023 | 9 | 17 | 5 | 46.4914 | 0 | 18.2598 | 0 | 28.2316 | 0
2023 | 9 | 17 | 6 | 47.5022 | 0 | 18.6568 | 0 | 28.8454 | 0
2023 | 9 | 17 | 7 | 49.9238 | 0 | 19.6079 | 0 | 30.3159 | 0
2023 | 9 | 17 | 8 | 52.9505 | 0 | 20.7966 | 0 | 32.1539 | 0
2023 | 9 | 17 | 9 | 56.0187 | 0 | 22.0017 | 0 | 34.017 | 0
2023 | 9 | 17 | 10 | 57.7166 | 0 | 22.6685 | 0 | 35.048 | 0
2023 | 9 | 17 | 11 | 55.6088 | 0 | 21.8407 | 0 | 33.7681 | 0
2023 | 9 | 17 | 12 | 53.936 | 0 | 21.1837 | 0 | 32.7523 | 0
2023 | 9 | 17 | 13 | 55.0417 | 0 | 21.618 | 0 | 33.4238 | 0
2023 | 9 | 17 | 14 | 55.9903 | 0 | 21.9905 | 0 | 33.9998 | 0
2023 | 9 | 17 | 15 | 57.5861 | 0 | 22.6173 | 0 | 34.9688 | 0
2023 | 9 | 17 | 16 | 59.3732 | 0 | 23.3192 | 0 | 36.054 | 0
2023 | 9 | 17 | 17 | 64.2798 | 0 | 25.2463 | 0 | 39.0335 | 0
2023 | 9 | 17 | 18 | 68.6528 | 0 | 26.9638 | 0 | 41.689 | 0
2023 | 9 | 17 | 19 | 74.7928 | 0 | 29.3753 | 0 | 45.4175 | 0
2023 | 9 | 17 | 20 | 74.3362 | 0 | 29.196 | 0 | 45.1402 | 0
2023 | 9 | 17 | 21 | 72.9046 | 0 | 28.6337 | 0 | 44.2709 | 0
2023 | 9 | 17 | 22 | 67.7027 | 0 | 26.5907 | 0 | 41.1121 | 0
2023 | 9 | 17 | 23 | 61.8243 | 0 | 24.2819 | 0 | 37.5424 | 0
2023 | 9 | 17 | 24 | 56.576 | 0 | 22.2206 | 0 | 34.3554 | 0
2023 | 9 | 18 | 1 | 57.0748 | 0 | 22.4165 | 0 | 34.6583 | 0
2023 | 9 | 18 | 2 | 59.0496 | 0 | 23.1921 | 0 | 35.8575 | 0
2023 | 9 | 18 | 3 | 57.6845 | 0 | 22.6559 | 0 | 35.0286 | 0
2023 | 9 | 18 | 4 | 57.1994 | 0 | 22.4654 | 0 | 34.734 | 0
2023 | 9 | 18 | 5 | 57.4928 | 0 | 22.5806 | 0 | 34.9121 | 0
2023 | 9 | 18 | 6 | 59.1266 | 0 | 23.2223 | 0 | 35.9042 | 0
2023 | 9 | 18 | 7 | 64.1888 | 0 | 25.2105 | 0 | 38.9782 | 0
2023 | 9 | 18 | 8 | 69.5547 | 0 | 27.318 | 0 | 42.2367 | 0
2023 | 9 | 18 | 9 | 70.116 | 0 | 27.5385 | 0 | 42.5775 | 0
2023 | 9 | 18 | 10 | 67.4799 | 0 | 26.5031 | 0 | 40.9767 | 0
2023 | 9 | 18 | 11 | 64.3229 | 0 | 25.2632 | 0 | 39.0597 | 0
2023 | 9 | 18 | 12 | 62.1832 | 0 | 24.4228 | 0 | 37.7604 | 0
2023 | 9 | 18 | 13 | 61.4449 | 0 | 24.1328 | 0 | 37.312 | 0
2023 | 9 | 18 | 14 | 62.5032 | 0 | 24.5485 | 0 | 37.9547 | 0
2023 | 9 | 18 | 15 | 65.5981 | 0 | 25.764 | 0 | 39.834 | 0
2023 | 9 | 18 | 16 | 69.4008 | 0 | 27.2576 | 0 | 42.1432 | 0
2023 | 9 | 18 | 17 | 77.137 | 0 | 30.296 | 0 | 46.841 | 0
2023 | 9 | 18 | 18 | 84.9322 | 4.9322 | 33.3576 | 0 | 51.5746 | 0
2023 | 9 | 18 | 19 | 89.5663 | 9.5663 | 35.1777 | 0 | 54.3886 | 0
2023 | 9 | 18 | 20 | 90.7716 | 10.7716 | 35.6511 | 0 | 55.1205 | 0
2023 | 9 | 18 | 21 | 88.406 | 8.406 | 34.722 | 0 | 53.684 | 0
2023 | 9 | 18 | 22 | 82.152 | 2.152 | 32.2657 | 0 | 49.8863 | 0
2023 | 9 | 18 | 23 | 74.8566 | 0 | 29.4004 | 0 | 45.4562 | 0
2023 | 9 | 18 | 24 | 68.573 | 0 | 26.9325 | 0 | 41.6405 | 0
2023 | 9 | 19 | 1 | 61.8459 | 0 | 24.2904 | 0 | 37.5556 | 0
2023 | 9 | 19 | 2 | 62.5066 | 0 | 24.5498 | 0 | 37.9567 | 0
2023 | 9 | 19 | 3 | 61.1996 | 0 | 24.0365 | 0 | 37.1631 | 0
2023 | 9 | 19 | 4 | 60.2548 | 0 | 23.6654 | 0 | 36.5894 | 0
2023 | 9 | 19 | 5 | 60.2899 | 0 | 23.6792 | 0 | 36.6107 | 0
2023 | 9 | 19 | 6 | 61.9127 | 0 | 24.3166 | 0 | 37.5961 | 0
2023 | 9 | 19 | 7 | 67.01 | 0 | 26.3186 | 0 | 40.6914 | 0
2023 | 9 | 19 | 8 | 71.5244 | 0 | 28.0916 | 0 | 43.4327 | 0
2023 | 9 | 19 | 9 | 70.8518 | 0 | 27.8275 | 0 | 43.0244 | 0
2023 | 9 | 19 | 10 | 67.3235 | 0 | 26.4417 | 0 | 40.8818 | 0
2023 | 9 | 19 | 11 | 63.991 | 0 | 25.1329 | 0 | 38.8582 | 0
2023 | 9 | 19 | 12 | 63.3627 | 0 | 24.8861 | 0 | 38.4766 | 0
2023 | 9 | 19 | 13 | 56.6673 | 0 | 22.2564 | 0 | 34.4109 | 0
2023 | 9 | 19 | 14 | 57.4669 | 0 | 22.5705 | 0 | 34.8964 | 0
2023 | 9 | 19 | 15 | 61.8553 | 0 | 24.294 | 0 | 37.5613 | 0
2023 | 9 | 19 | 16 | 67.9691 | 0 | 26.6953 | 0 | 41.2739 | 0
2023 | 9 | 19 | 17 | 77.8971 | 0 | 30.5945 | 0 | 47.3025 | 0
2023 | 9 | 19 | 18 | 87.581 | 7.581 | 34.398 | 0 | 53.183 | 0
2023 | 9 | 19 | 19 | 91.1079 | 11.1079 | 35.7832 | 0 | 55.3247 | 0
2023 | 9 | 19 | 20 | 92.6665 | 12.6665 | 36.3953 | 0 | 56.2712 | 0
2023 | 9 | 19 | 21 | 89.9467 | 9.9467 | 35.3271 | 0 | 54.6196 | 0
2023 | 9 | 19 | 22 | 83.1531 | 3.1531 | 32.6589 | 0 | 50.4942 | 0
2023 | 9 | 19 | 23 | 75.3873 | 0 | 29.6088 | 0 | 45.7785 | 0
2023 | 9 | 19 | 24 | 69.0063 | 0 | 27.1026 | 0 | 41.9036 | 0
2023 | 9 | 20 | 1 | 64.753 | 0 | 25.4321 | 0 | 39.3209 | 0
2023 | 9 | 20 | 2 | 62.7454 | 0 | 24.6436 | 0 | 38.1018 | 0
2023 | 9 | 20 | 3 | 61.1891 | 0 | 24.0324 | 0 | 37.1567 | 0
2023 | 9 | 20 | 4 | 60.1693 | 0 | 23.6318 | 0 | 36.5374 | 0
2023 | 9 | 20 | 5 | 60.1913 | 0 | 23.6405 | 0 | 36.5508 | 0
2023 | 9 | 20 | 6 | 61.5669 | 0 | 24.1808 | 0 | 37.3861 | 0
2023 | 9 | 20 | 7 | 65.2881 | 0 | 25.6423 | 0 | 39.6458 | 0
2023 | 9 | 20 | 8 | 69.7735 | 0 | 27.404 | 0 | 42.3695 | 0
2023 | 9 | 20 | 9 | 68.584 | 0 | 26.9368 | 0 | 41.6472 | 0
2023 | 9 | 20 | 10 | 64.4772 | 0 | 25.3238 | 0 | 39.1534 | 0
2023 | 9 | 20 | 11 | 60.7852 | 0 | 23.8737 | 0 | 36.9114 | 0
2023 | 9 | 20 | 12 | 60.2678 | 0 | 23.6705 | 0 | 36.5973 | 0
2023 | 9 | 20 | 13 | 52.9768 | 0 | 20.8069 | 0 | 32.1698 | 0
2023 | 9 | 20 | 14 | 54.028 | 0 | 21.2198 | 0 | 32.8082 | 0
2023 | 9 | 20 | 15 | 57.4265 | 0 | 22.5546 | 0 | 34.8719 | 0
2023 | 9 | 20 | 16 | 62.6371 | 0 | 24.6011 | 0 | 38.036 | 0
2023 | 9 | 20 | 17 | 72.1654 | 0 | 28.3434 | 0 | 43.822 | 0
2023 | 9 | 20 | 18 | 82.1799 | 2.1799 | 32.2766 | 0 | 49.9032 | 0
2023 | 9 | 20 | 19 | 90.0113 | 10.0113 | 35.3525 | 0 | 54.6588 | 0
2023 | 9 | 20 | 20 | 91.7581 | 11.7581 | 36.0386 | 0 | 55.7196 | 0
2023 | 9 | 20 | 21 | 88.9757 | 8.9757 | 34.9458 | 0 | 54.03 | 0
2023 | 9 | 20 | 22 | 82.2358 | 2.2358 | 32.2986 | 0 | 49.9372 | 0
2023 | 9 | 20 | 23 | 74.0726 | 0 | 29.0925 | 0 | 44.9801 | 0
2023 | 9 | 20 | 24 | 67.6568 | 0 | 26.5726 | 0 | 41.0842 | 0
2023 | 9 | 21 | 1 | 62.254 | 0 | 24.4506 | 0 | 37.8034 | 0
2023 | 9 | 21 | 2 | 60.3389 | 0 | 23.6985 | 0 | 36.6405 | 0
2023 | 9 | 21 | 3 | 58.9182 | 0 | 23.1405 | 0 | 35.7777 | 0
2023 | 9 | 21 | 4 | 58.0275 | 0 | 22.7907 | 0 | 35.2369 | 0
2023 | 9 | 21 | 5 | 57.8605 | 0 | 22.7251 | 0 | 35.1354 | 0
2023 | 9 | 21 | 6 | 59.4382 | 0 | 23.3447 | 0 | 36.0935 | 0
2023 | 9 | 21 | 7 | 63.7448 | 0 | 25.0361 | 0 | 38.7086 | 0
2023 | 9 | 21 | 8 | 68.3035 | 0 | 26.8266 | 0 | 41.4769 | 0
2023 | 9 | 21 | 9 | 66.9969 | 0 | 26.3134 | 0 | 40.6834 | 0
2023 | 9 | 21 | 10 | 62.3192 | 0 | 24.4762 | 0 | 37.8429 | 0
2023 | 9 | 21 | 11 | 57.8173 | 0 | 22.7081 | 0 | 35.1092 | 0
2023 | 9 | 21 | 12 | 56.3556 | 0 | 22.134 | 0 | 34.2216 | 0
2023 | 9 | 21 | 13 | 61.8876 | 0 | 24.3067 | 0 | 37.5809 | 0
2023 | 9 | 21 | 14 | 63.2203 | 0 | 24.8302 | 0 | 38.3902 | 0
2023 | 9 | 21 | 15 | 66.5163 | 0 | 26.1247 | 0 | 40.3916 | 0
2023 | 9 | 21 | 16 | 71.5903 | 0 | 28.1175 | 0 | 43.4728 | 0
2023 | 9 | 21 | 17 | 79.1834 | 0 | 31.0998 | 0 | 48.0837 | 0
2023 | 9 | 21 | 18 | 86.757 | 6.757 | 34.0744 | 0 | 52.6827 | 0
2023 | 9 | 21 | 19 | 89.948 | 9.948 | 35.3276 | 0 | 54.6204 | 0
2023 | 9 | 21 | 20 | 91.3678 | 11.3678 | 35.8853 | 0 | 55.4825 | 0
2023 | 9 | 21 | 21 | 89.0942 | 9.0942 | 34.9923 | 0 | 54.1019 | 0
2023 | 9 | 21 | 22 | 82.9337 | 2.9337 | 32.5727 | 0 | 50.361 | 0
2023 | 9 | 21 | 23 | 75.3392 | 0 | 29.5899 | 0 | 45.7493 | 0
2023 | 9 | 21 | 24 | 69.2902 | 0 | 27.2142 | 0 | 42.0761 | 0
2023 | 9 | 22 | 1 | 61.6253 | 0 | 24.2037 | 0 | 37.4216 | 0
2023 | 9 | 22 | 2 | 64.4029 | 0 | 25.2946 | 0 | 39.1083 | 0
2023 | 9 | 22 | 3 | 63.024 | 0 | 24.753 | 0 | 38.2709 | 0
2023 | 9 | 22 | 4 | 62.0851 | 0 | 24.3843 | 0 | 37.7008 | 0
2023 | 9 | 22 | 5 | 61.8451 | 0 | 24.29 | 0 | 37.5551 | 0
2023 | 9 | 22 | 6 | 63.4694 | 0 | 24.928 | 0 | 38.5414 | 0
2023 | 9 | 22 | 7 | 66.1922 | 0 | 25.9974 | 0 | 40.1948 | 0
2023 | 9 | 22 | 8 | 70.459 | 0 | 27.6732 | 0 | 42.7858 | 0
2023 | 9 | 22 | 9 | 69.8474 | 0 | 27.433 | 0 | 42.4144 | 0
2023 | 9 | 22 | 10 | 66.3024 | 0 | 26.0407 | 0 | 40.2617 | 0
2023 | 9 | 22 | 11 | 62.908 | 0 | 24.7075 | 0 | 38.2005 | 0
2023 | 9 | 22 | 12 | 61.6335 | 0 | 24.2069 | 0 | 37.4266 | 0
2023 | 9 | 22 | 13 | 62.9266 | 0 | 24.7148 | 0 | 38.2118 | 0
2023 | 9 | 22 | 14 | 64.3683 | 0 | 25.281 | 0 | 39.0873 | 0
2023 | 9 | 22 | 15 | 68.9095 | 0 | 27.0646 | 0 | 41.8449 | 0
2023 | 9 | 22 | 16 | 74.3096 | 0 | 29.1855 | 0 | 45.124 | 0
2023 | 9 | 22 | 17 | 81.8795 | 1.8795 | 32.1587 | 0 | 49.7208 | 0
2023 | 9 | 22 | 18 | 89.2016 | 9.2016 | 35.0345 | 0 | 54.1671 | 0
2023 | 9 | 22 | 19 | 92.5829 | 12.5829 | 36.3625 | 0 | 56.2204 | 0
2023 | 9 | 22 | 20 | 92.6645 | 12.6645 | 36.3946 | 0 | 56.27 | 0
2023 | 9 | 22 | 21 | 89.9336 | 9.9336 | 35.322 | 0 | 54.6116 | 0
2023 | 9 | 22 | 22 | 84.6748 | 4.6748 | 33.2565 | 0 | 51.4182 | 0
2023 | 9 | 22 | 23 | 78.0558 | 0 | 30.6569 | 0 | 47.3989 | 0
2023 | 9 | 22 | 24 | 72.0473 | 0 | 28.297 | 0 | 43.7503 | 0
2023 | 9 | 23 | 1 | 66.8562 | 0 | 26.2582 | 0 | 40.598 | 0
2023 | 9 | 23 | 2 | 56.7432 | 0 | 22.2862 | 0 | 34.457 | 0
2023 | 9 | 23 | 3 | 55.4057 | 0 | 21.7609 | 0 | 33.6448 | 0
2023 | 9 | 23 | 4 | 53.548 | 0 | 21.0313 | 0 | 32.5167 | 0
2023 | 9 | 23 | 5 | 51.9207 | 0 | 20.3922 | 0 | 31.5285 | 0
2023 | 9 | 23 | 6 | 52.6193 | 0 | 20.6666 | 0 | 31.9528 | 0
2023 | 9 | 23 | 7 | 59.2262 | 0 | 23.2614 | 0 | 35.9648 | 0
2023 | 9 | 23 | 8 | 62.7281 | 0 | 24.6368 | 0 | 38.0913 | 0
2023 | 9 | 23 | 9 | 64.9198 | 0 | 25.4976 | 0 | 39.4221 | 0
2023 | 9 | 23 | 10 | 65.5466 | 0 | 25.7438 | 0 | 39.8028 | 0
2023 | 9 | 23 | 11 | 65.101 | 0 | 25.5688 | 0 | 39.5322 | 0
2023 | 9 | 23 | 12 | 65.1472 | 0 | 25.587 | 0 | 39.5602 | 0
2023 | 9 | 23 | 13 | 51.5435 | 0 | 20.244 | 0 | 31.2995 | 0
2023 | 9 | 23 | 14 | 50.1942 | 0 | 19.7141 | 0 | 30.4802 | 0
2023 | 9 | 23 | 15 | 52.3927 | 0 | 20.5776 | 0 | 31.8152 | 0
2023 | 9 | 23 | 16 | 55.0812 | 0 | 21.6335 | 0 | 33.4477 | 0
2023 | 9 | 23 | 17 | 59.7399 | 0 | 23.4632 | 0 | 36.2767 | 0
2023 | 9 | 23 | 18 | 65.0574 | 0 | 25.5517 | 0 | 39.5057 | 0
2023 | 9 | 23 | 19 | 68.7398 | 0 | 26.998 | 0 | 41.7418 | 0
2023 | 9 | 23 | 20 | 68.5042 | 0 | 26.9054 | 0 | 41.5988 | 0
2023 | 9 | 23 | 21 | 65.5031 | 0 | 25.7267 | 0 | 39.7763 | 0
2023 | 9 | 23 | 22 | 59.9181 | 0 | 23.5332 | 0 | 36.3849 | 0
2023 | 9 | 23 | 23 | 55.4163 | 0 | 21.7651 | 0 | 33.6512 | 0
2023 | 9 | 23 | 24 | 51.8262 | 0 | 20.355 | 0 | 31.4711 | 0
2023 | 9 | 24 | 1 | 55.0087 | 0 | 21.605 | 0 | 33.4037 | 0
2023 | 9 | 24 | 2 | 48.3421 | 0 | 18.9866 | 0 | 29.3554 | 0
2023 | 9 | 24 | 3 | 47.529 | 0 | 18.6673 | 0 | 28.8617 | 0
2023 | 9 | 24 | 4 | 47.0451 | 0 | 18.4773 | 0 | 28.5679 | 0
2023 | 9 | 24 | 5 | 46.9046 | 0 | 18.422 | 0 | 28.4825 | 0
2023 | 9 | 24 | 6 | 47.9531 | 0 | 18.8339 | 0 | 29.1192 | 0
2023 | 9 | 24 | 7 | 47.8415 | 0 | 18.79 | 0 | 29.0514 | 0
2023 | 9 | 24 | 8 | 50.7853 | 0 | 19.9462 | 0 | 30.8391 | 0
2023 | 9 | 24 | 9 | 49.0142 | 0 | 19.2506 | 0 | 29.7636 | 0
2023 | 9 | 24 | 10 | 45.0279 | 0 | 17.685 | 0 | 27.3429 | 0
2023 | 9 | 24 | 11 | 37.9562 | 0 | 14.9075 | 0 | 23.0487 | 0
2023 | 9 | 24 | 12 | 33.4954 | 0 | 13.1555 | 0 | 20.3399 | 0
2023 | 9 | 24 | 13 | 37.2155 | 0 | 14.6166 | 0 | 22.5989 | 0
2023 | 9 | 24 | 14 | 37.0686 | 0 | 14.5589 | 0 | 22.5097 | 0
2023 | 9 | 24 | 15 | 39.9515 | 0 | 15.6912 | 0 | 24.2603 | 0
2023 | 9 | 24 | 16 | 41.3675 | 0 | 16.2474 | 0 | 25.1202 | 0
2023 | 9 | 24 | 17 | 50.199 | 0 | 19.7159 | 0 | 30.483 | 0
2023 | 9 | 24 | 18 | 60.15 | 0 | 23.6243 | 0 | 36.5257 | 0
2023 | 9 | 24 | 19 | 68.7421 | 0 | 26.9989 | 0 | 41.7433 | 0
2023 | 9 | 24 | 20 | 71.9526 | 0 | 28.2598 | 0 | 43.6928 | 0
2023 | 9 | 24 | 21 | 70.3732 | 0 | 27.6395 | 0 | 42.7337 | 0
2023 | 9 | 24 | 22 | 66.7507 | 0 | 26.2167 | 0 | 40.534 | 0
2023 | 9 | 24 | 23 | 61.5478 | 0 | 24.1733 | 0 | 37.3745 | 0
2023 | 9 | 24 | 24 | 57.0611 | 0 | 22.4111 | 0 | 34.65 | 0
2023 | 9 | 25 | 1 | 51.7616 | 0 | 20.3297 | 0 | 31.4319 | 0
2023 | 9 | 25 | 2 | 52.103 | 0 | 20.4638 | 0 | 31.6392 | 0
2023 | 9 | 25 | 3 | 51.7885 | 0 | 20.3402 | 0 | 31.4482 | 0
2023 | 9 | 25 | 4 | 51.5617 | 0 | 20.2512 | 0 | 31.3105 | 0
2023 | 9 | 25 | 5 | 51.9218 | 0 | 20.3926 | 0 | 31.5292 | 0
2023 | 9 | 25 | 6 | 53.9875 | 0 | 21.2039 | 0 | 32.7836 | 0
2023 | 9 | 25 | 7 | 59.1317 | 0 | 23.2243 | 0 | 35.9074 | 0
2023 | 9 | 25 | 8 | 63.4275 | 0 | 24.9115 | 0 | 38.516 | 0
2023 | 9 | 25 | 9 | 60.7928 | 0 | 23.8767 | 0 | 36.916 | 0
2023 | 9 | 25 | 10 | 54.2424 | 0 | 21.304 | 0 | 32.9384 | 0
2023 | 9 | 25 | 11 | 48.2266 | 0 | 18.9413 | 0 | 29.2853 | 0
2023 | 9 | 25 | 12 | 44.9372 | 0 | 17.6494 | 0 | 27.2879 | 0
2023 | 9 | 25 | 13 | 49.1827 | 0 | 19.3168 | 0 | 29.8659 | 0
2023 | 9 | 25 | 14 | 50.4165 | 0 | 19.8014 | 0 | 30.6151 | 0
2023 | 9 | 25 | 15 | 52.4311 | 0 | 20.5927 | 0 | 31.8385 | 0
2023 | 9 | 25 | 16 | 56.3366 | 0 | 22.1265 | 0 | 34.21 | 0
2023 | 9 | 25 | 17 | 62.6515 | 0 | 24.6067 | 0 | 38.0447 | 0
2023 | 9 | 25 | 18 | 69.0143 | 0 | 27.1058 | 0 | 41.9085 | 0
2023 | 9 | 25 | 19 | 73.5729 | 0 | 28.8962 | 0 | 44.6767 | 0
2023 | 9 | 25 | 20 | 76.1497 | 0 | 29.9083 | 0 | 46.2415 | 0
2023 | 9 | 25 | 21 | 73.9731 | 0 | 29.0534 | 0 | 44.9197 | 0
2023 | 9 | 25 | 22 | 68.9378 | 0 | 27.0757 | 0 | 41.862 | 0
2023 | 9 | 25 | 23 | 62.7272 | 0 | 24.6365 | 0 | 38.0907 | 0
2023 | 9 | 25 | 24 | 58.2192 | 0 | 22.8659 | 0 | 35.3533 | 0
2023 | 9 | 26 | 1 | 52.6832 | 0 | 20.6917 | 0 | 31.9916 | 0
2023 | 9 | 26 | 2 | 49.7492 | 0 | 19.5393 | 0 | 30.2099 | 0
2023 | 9 | 26 | 3 | 49.3241 | 0 | 19.3723 | 0 | 29.9517 | 0
2023 | 9 | 26 | 4 | 48.9193 | 0 | 19.2134 | 0 | 29.706 | 0
2023 | 9 | 26 | 5 | 49.2415 | 0 | 19.3399 | 0 | 29.9016 | 0
2023 | 9 | 26 | 6 | 51.321 | 0 | 20.1566 | 0 | 31.1643 | 0
2023 | 9 | 26 | 7 | 55.7487 | 0 | 21.8956 | 0 | 33.8531 | 0
2023 | 9 | 26 | 8 | 60.1812 | 0 | 23.6365 | 0 | 36.5447 | 0
2023 | 9 | 26 | 9 | 61.3485 | 0 | 24.095 | 0 | 37.2535 | 0
2023 | 9 | 26 | 10 | 60.1876 | 0 | 23.6391 | 0 | 36.5486 | 0
2023 | 9 | 26 | 11 | 57.9071 | 0 | 22.7434 | 0 | 35.1637 | 0
2023 | 9 | 26 | 12 | 55.6112 | 0 | 21.8416 | 0 | 33.7696 | 0
2023 | 9 | 26 | 13 | 42.4293 | 0 | 16.6644 | 0 | 25.765 | 0
2023 | 9 | 26 | 14 | 41.7225 | 0 | 16.3868 | 0 | 25.3357 | 0
2023 | 9 | 26 | 15 | 44.8056 | 0 | 17.5977 | 0 | 27.2079 | 0
2023 | 9 | 26 | 16 | 49.4117 | 0 | 19.4067 | 0 | 30.0049 | 0
2023 | 9 | 26 | 17 | 56.1918 | 0 | 22.0697 | 0 | 34.1222 | 0
2023 | 9 | 26 | 18 | 61.9495 | 0 | 24.3311 | 0 | 37.6185 | 0
2023 | 9 | 26 | 19 | 67.7163 | 0 | 26.596 | 0 | 41.1203 | 0
2023 | 9 | 26 | 20 | 68.4981 | 0 | 26.903 | 0 | 41.5951 | 0
2023 | 9 | 26 | 21 | 66.8205 | 0 | 26.2441 | 0 | 40.5763 | 0
2023 | 9 | 26 | 22 | 61.3856 | 0 | 24.1096 | 0 | 37.276 | 0
2023 | 9 | 26 | 23 | 55.3363 | 0 | 21.7337 | 0 | 33.6027 | 0
2023 | 9 | 26 | 24 | 51.6083 | 0 | 20.2695 | 0 | 31.3389 | 0
2023 | 9 | 27 | 1 | 53.4146 | 0 | 20.9789 | 0 | 32.4357 | 0
2023 | 9 | 27 | 2 | 47.2526 | 0 | 18.5587 | 0 | 28.6939 | 0
2023 | 9 | 27 | 3 | 46.5969 | 0 | 18.3012 | 0 | 28.2957 | 0
2023 | 9 | 27 | 4 | 46.4641 | 0 | 18.2491 | 0 | 28.2151 | 0
2023 | 9 | 27 | 5 | 47.5607 | 0 | 18.6798 | 0 | 28.881 | 0
2023 | 9 | 27 | 6 | 49.4339 | 0 | 19.4155 | 0 | 30.0184 | 0
2023 | 9 | 27 | 7 | 52.1509 | 0 | 20.4826 | 0 | 31.6683 | 0
2023 | 9 | 27 | 8 | 56.8395 | 0 | 22.324 | 0 | 34.5154 | 0
2023 | 9 | 27 | 9 | 55.6153 | 0 | 21.8432 | 0 | 33.7721 | 0
2023 | 9 | 27 | 10 | 50.1498 | 0 | 19.6966 | 0 | 30.4532 | 0
2023 | 9 | 27 | 11 | 44.4499 | 0 | 17.458 | 0 | 26.9919 | 0
2023 | 9 | 27 | 12 | 40.1044 | 0 | 15.7513 | 0 | 24.3532 | 0
2023 | 9 | 27 | 13 | 36.442 | 0 | 14.3128 | 0 | 22.1292 | 0
2023 | 9 | 27 | 14 | 35.7491 | 0 | 14.0407 | 0 | 21.7084 | 0
2023 | 9 | 27 | 15 | 38.4866 | 0 | 15.1158 | 0 | 23.3707 | 0
2023 | 9 | 27 | 16 | 41.2372 | 0 | 16.1962 | 0 | 25.0411 | 0
2023 | 9 | 27 | 17 | 48.4827 | 0 | 19.0419 | 0 | 29.4408 | 0
2023 | 9 | 27 | 18 | 56.4775 | 0 | 22.1819 | 0 | 34.2956 | 0
2023 | 9 | 27 | 19 | 67.9877 | 0 | 26.7026 | 0 | 41.2851 | 0
2023 | 9 | 27 | 20 | 70.7386 | 0 | 27.783 | 0 | 42.9556 | 0
2023 | 9 | 27 | 21 | 69.2588 | 0 | 27.2018 | 0 | 42.057 | 0
2023 | 9 | 27 | 22 | 64.4852 | 0 | 25.327 | 0 | 39.1583 | 0
2023 | 9 | 27 | 23 | 58.5331 | 0 | 22.9892 | 0 | 35.5439 | 0
2023 | 9 | 27 | 24 | 54.4907 | 0 | 21.4016 | 0 | 33.0892 | 0
2023 | 9 | 28 | 1 | 51.2114 | 0 | 20.1136 | 0 | 31.0978 | 0
2023 | 9 | 28 | 2 | 55.6784 | 0 | 21.868 | 0 | 33.8103 | 0
2023 | 9 | 28 | 3 | 55.0477 | 0 | 21.6203 | 0 | 33.4274 | 0
2023 | 9 | 28 | 4 | 54.9057 | 0 | 21.5645 | 0 | 33.3412 | 0
2023 | 9 | 28 | 5 | 54.9786 | 0 | 21.5932 | 0 | 33.3854 | 0
2023 | 9 | 28 | 6 | 56.5479 | 0 | 22.2095 | 0 | 34.3384 | 0
2023 | 9 | 28 | 7 | 57.0822 | 0 | 22.4194 | 0 | 34.6628 | 0
2023 | 9 | 28 | 8 | 61.7786 | 0 | 24.2639 | 0 | 37.5147 | 0
2023 | 9 | 28 | 9 | 61.8324 | 0 | 24.285 | 0 | 37.5473 | 0
2023 | 9 | 28 | 10 | 56.5423 | 0 | 22.2073 | 0 | 34.335 | 0
2023 | 9 | 28 | 11 | 50.6324 | 0 | 19.8862 | 0 | 30.7462 | 0
2023 | 9 | 28 | 12 | 46.6646 | 0 | 18.3278 | 0 | 28.3368 | 0
2023 | 9 | 28 | 13 | 42.2718 | 0 | 16.6025 | 0 | 25.6693 | 0
2023 | 9 | 28 | 14 | 42.0749 | 0 | 16.5252 | 0 | 25.5497 | 0
2023 | 9 | 28 | 15 | 43.518 | 0 | 17.0919 | 0 | 26.426 | 0
2023 | 9 | 28 | 16 | 46.6708 | 0 | 18.3302 | 0 | 28.3405 | 0
2023 | 9 | 28 | 17 | 54.0281 | 0 | 21.2199 | 0 | 32.8083 | 0
2023 | 9 | 28 | 18 | 61.4524 | 0 | 24.1358 | 0 | 37.3166 | 0
2023 | 9 | 28 | 19 | 61.0916 | 0 | 23.9941 | 0 | 37.0975 | 0
2023 | 9 | 28 | 20 | 63.4716 | 0 | 24.9288 | 0 | 38.5427 | 0
2023 | 9 | 28 | 21 | 61.5489 | 0 | 24.1737 | 0 | 37.3752 | 0
2023 | 9 | 28 | 22 | 56.6963 | 0 | 22.2678 | 0 | 34.4285 | 0
2023 | 9 | 28 | 23 | 51.2244 | 0 | 20.1187 | 0 | 31.1057 | 0
2023 | 9 | 28 | 24 | 47.8217 | 0 | 18.7823 | 0 | 29.0395 | 0
2023 | 9 | 29 | 1 | 53.163 | 0 | 20.8801 | 0 | 32.2829 | 0
2023 | 9 | 29 | 2 | 42.4548 | 0 | 16.6744 | 0 | 25.7804 | 0
2023 | 9 | 29 | 3 | 41.747 | 0 | 16.3964 | 0 | 25.3506 | 0
2023 | 9 | 29 | 4 | 41.5046 | 0 | 16.3012 | 0 | 25.2034 | 0
2023 | 9 | 29 | 5 | 42.4352 | 0 | 16.6667 | 0 | 25.7685 | 0
2023 | 9 | 29 | 6 | 44.5086 | 0 | 17.481 | 0 | 27.0276 | 0
2023 | 9 | 29 | 7 | 48.5763 | 0 | 19.0786 | 0 | 29.4977 | 0
2023 | 9 | 29 | 8 | 53.3058 | 0 | 20.9362 | 0 | 32.3696 | 0
2023 | 9 | 29 | 9 | 54.3045 | 0 | 21.3284 | 0 | 32.9761 | 0
2023 | 9 | 29 | 10 | 52.9942 | 0 | 20.8138 | 0 | 32.1804 | 0
2023 | 9 | 29 | 11 | 51.613 | 0 | 20.2713 | 0 | 31.3417 | 0
2023 | 9 | 29 | 12 | 49.5525 | 0 | 19.462 | 0 | 30.0904 | 0
2023 | 9 | 29 | 13 | 40.0027 | 0 | 15.7113 | 0 | 24.2914 | 0
2023 | 9 | 29 | 14 | 38.9709 | 0 | 15.306 | 0 | 23.6648 | 0
2023 | 9 | 29 | 15 | 41.6592 | 0 | 16.3619 | 0 | 25.2973 | 0
2023 | 9 | 29 | 16 | 45.2114 | 0 | 17.7571 | 0 | 27.4544 | 0
2023 | 9 | 29 | 17 | 51.5425 | 0 | 20.2436 | 0 | 31.2988 | 0
2023 | 9 | 29 | 18 | 57.4719 | 0 | 22.5724 | 0 | 34.8995 | 0
2023 | 9 | 29 | 19 | 63.1392 | 0 | 24.7983 | 0 | 38.3409 | 0
2023 | 9 | 29 | 20 | 63.7307 | 0 | 25.0306 | 0 | 38.7001 | 0
2023 | 9 | 29 | 21 | 61.6437 | 0 | 24.211 | 0 | 37.4328 | 0
2023 | 9 | 29 | 22 | 57.2078 | 0 | 22.4687 | 0 | 34.7391 | 0
2023 | 9 | 29 | 23 | 52.4556 | 0 | 20.6023 | 0 | 31.8534 | 0
2023 | 9 | 29 | 24 | 49.5216 | 0 | 19.4499 | 0 | 30.0717 | 0
2023 | 9 | 30 | 1 | 50.7815 | 0 | 19.9447 | 0 | 30.8368 | 0
2023 | 9 | 30 | 2 | 42.4828 | 0 | 16.6854 | 0 | 25.7974 | 0
2023 | 9 | 30 | 3 | 41.51 | 0 | 16.3033 | 0 | 25.2067 | 0
2023 | 9 | 30 | 4 | 40.5259 | 0 | 15.9168 | 0 | 24.6091 | 0
2023 | 9 | 30 | 5 | 40.0599 | 0 | 15.7338 | 0 | 24.3261 | 0
2023 | 9 | 30 | 6 | 40.8072 | 0 | 16.0273 | 0 | 24.7799 | 0
2023 | 9 | 30 | 7 | 44.29 | 0 | 17.3952 | 0 | 26.8949 | 0
2023 | 9 | 30 | 8 | 47.4016 | 0 | 18.6172 | 0 | 28.7843 | 0
2023 | 9 | 30 | 9 | 50.2043 | 0 | 19.718 | 0 | 30.4862 | 0
2023 | 9 | 30 | 10 | 50.428 | 0 | 19.8059 | 0 | 30.6221 | 0
2023 | 9 | 30 | 11 | 49.1048 | 0 | 19.2862 | 0 | 29.8186 | 0
2023 | 9 | 30 | 12 | 48.5383 | 0 | 19.0637 | 0 | 29.4746 | 0
2023 | 9 | 30 | 13 | 39.2639 | 0 | 15.4211 | 0 | 23.8428 | 0
2023 | 9 | 30 | 14 | 38.3485 | 0 | 15.0616 | 0 | 23.2869 | 0
2023 | 9 | 30 | 15 | 40.9961 | 0 | 16.1015 | 0 | 24.8946 | 0
2023 | 9 | 30 | 16 | 42.8198 | 0 | 16.8177 | 0 | 26.0021 | 0
2023 | 9 | 30 | 17 | 47.8294 | 0 | 18.7853 | 0 | 29.0441 | 0
2023 | 9 | 30 | 18 | 55.8081 | 0 | 21.919 | 0 | 33.8891 | 0
2023 | 9 | 30 | 19 | 62.9729 | 0 | 24.733 | 0 | 38.2399 | 0
2023 | 9 | 30 | 20 | 63.8907 | 0 | 25.0935 | 0 | 38.7973 | 0
2023 | 9 | 30 | 21 | 60.7049 | 0 | 23.8422 | 0 | 36.8627 | 0
2023 | 9 | 30 | 22 | 55.5668 | 0 | 21.8242 | 0 | 33.7426 | 0
2023 | 9 | 30 | 23 | 51.2689 | 0 | 20.1362 | 0 | 31.1327 | 0
2023 | 9 | 30 | 24 | 48.182 | 0 | 18.9238 | 0 | 29.2582 | 0
2023 | 10 | 1 | 1 | 47.5295 | 0 | 18.6675 | 0 | 28.862 | 0
2023 | 10 | 1 | 2 | 41.8446 | 0 | 16.4347 | 0 | 25.4099 | 0
2023 | 10 | 1 | 3 | 41.0567 | 0 | 16.1253 | 0 | 24.9314 | 0
2023 | 10 | 1 | 4 | 40.1739 | 0 | 15.7785 | 0 | 24.3954 | 0
2023 | 10 | 1 | 5 | 40.3448 | 0 | 15.8457 | 0 | 24.4992 | 0
2023 | 10 | 1 | 6 | 41.7989 | 0 | 16.4168 | 0 | 25.3821 | 0
2023 | 10 | 1 | 7 | 46.4812 | 0 | 18.2558 | 0 | 28.2254 | 0
2023 | 10 | 1 | 8 | 51.0304 | 0 | 20.0425 | 0 | 30.9879 | 0
2023 | 10 | 1 | 9 | 53.5274 | 0 | 21.0232 | 0 | 32.5042 | 0
2023 | 10 | 1 | 10 | 56.3859 | 0 | 22.1459 | 0 | 34.24 | 0
2023 | 10 | 1 | 11 | 55.7065 | 0 | 21.8791 | 0 | 33.8274 | 0
2023 | 10 | 1 | 12 | 53.2499 | 0 | 20.9142 | 0 | 32.3357 | 0
2023 | 10 | 1 | 13 | 47.0185 | 0 | 18.4668 | 0 | 28.5517 | 0
2023 | 10 | 1 | 14 | 45.4969 | 0 | 17.8692 | 0 | 27.6277 | 0
2023 | 10 | 1 | 15 | 46.7758 | 0 | 18.3715 | 0 | 28.4043 | 0
2023 | 10 | 1 | 16 | 50.3144 | 0 | 19.7613 | 0 | 30.5531 | 0
2023 | 10 | 1 | 17 | 56.5484 | 0 | 22.2097 | 0 | 34.3387 | 0
2023 | 10 | 1 | 18 | 62.5554 | 0 | 24.569 | 0 | 37.9864 | 0
2023 | 10 | 1 | 19 | 68.436 | 0 | 26.8786 | 0 | 41.5573 | 0
2023 | 10 | 1 | 20 | 69.5375 | 0 | 27.3113 | 0 | 42.2262 | 0
2023 | 10 | 1 | 21 | 66.5738 | 0 | 26.1472 | 0 | 40.4265 | 0
2023 | 10 | 1 | 22 | 62.4366 | 0 | 24.5223 | 0 | 37.9142 | 0
2023 | 10 | 1 | 23 | 57.7293 | 0 | 22.6735 | 0 | 35.0558 | 0
2023 | 10 | 1 | 24 | 53.178 | 0 | 20.886 | 0 | 32.292 | 0
2023 | 10 | 2 | 1 | 47.6812 | 0 | 18.7271 | 0 | 28.9542 | 0
2023 | 10 | 2 | 2 | 52.5582 | 0 | 20.6426 | 0 | 31.9157 | 0
2023 | 10 | 2 | 3 | 52.21 | 0 | 20.5058 | 0 | 31.7042 | 0
2023 | 10 | 2 | 4 | 51.6769 | 0 | 20.2964 | 0 | 31.3805 | 0
2023 | 10 | 2 | 5 | 51.9552 | 0 | 20.4057 | 0 | 31.5495 | 0
2023 | 10 | 2 | 6 | 53.9083 | 0 | 21.1728 | 0 | 32.7355 | 0
2023 | 10 | 2 | 7 | 56.2538 | 0 | 22.094 | 0 | 34.1598 | 0
2023 | 10 | 2 | 8 | 62.2447 | 0 | 24.447 | 0 | 37.7977 | 0
2023 | 10 | 2 | 9 | 63.1252 | 0 | 24.7928 | 0 | 38.3324 | 0
2023 | 10 | 2 | 10 | 62.3758 | 0 | 24.4985 | 0 | 37.8773 | 0
2023 | 10 | 2 | 11 | 60.9245 | 0 | 23.9284 | 0 | 36.996 | 0
2023 | 10 | 2 | 12 | 57.5949 | 0 | 22.6207 | 0 | 34.9741 | 0
2023 | 10 | 2 | 13 | 48.9654 | 0 | 19.2315 | 0 | 29.7339 | 0
2023 | 10 | 2 | 14 | 47.7562 | 0 | 18.7565 | 0 | 28.9997 | 0
2023 | 10 | 2 | 15 | 49.0386 | 0 | 19.2602 | 0 | 29.7784 | 0
2023 | 10 | 2 | 16 | 53.3778 | 0 | 20.9645 | 0 | 32.4134 | 0
2023 | 10 | 2 | 17 | 59.6149 | 0 | 23.4141 | 0 | 36.2008 | 0
2023 | 10 | 2 | 18 | 65.6914 | 0 | 25.8007 | 0 | 39.8907 | 0
2023 | 10 | 2 | 19 | 72.1536 | 0 | 28.3388 | 0 | 43.8148 | 0
2023 | 10 | 2 | 20 | 74.0225 | 0 | 29.0728 | 0 | 44.9497 | 0
2023 | 10 | 2 | 21 | 70.4711 | 0 | 27.678 | 0 | 42.7932 | 0
2023 | 10 | 2 | 22 | 65.3493 | 0 | 25.6663 | 0 | 39.683 | 0
2023 | 10 | 2 | 23 | 59.402 | 0 | 23.3305 | 0 | 36.0715 | 0
2023 | 10 | 2 | 24 | 54.7092 | 0 | 21.4874 | 0 | 33.2218 | 0
2023 | 10 | 3 | 1 | 52.5635 | 0 | 20.6446 | 0 | 31.9188 | 0
2023 | 10 | 3 | 2 | 49.2172 | 0 | 19.3303 | 0 | 29.8868 | 0
2023 | 10 | 3 | 3 | 48.6906 | 0 | 19.1235 | 0 | 29.5671 | 0
2023 | 10 | 3 | 4 | 48.1566 | 0 | 18.9138 | 0 | 29.2428 | 0
2023 | 10 | 3 | 5 | 48.8305 | 0 | 19.1785 | 0 | 29.652 | 0
2023 | 10 | 3 | 6 | 50.711 | 0 | 19.9171 | 0 | 30.794 | 0
2023 | 10 | 3 | 7 | 57.3083 | 0 | 22.5082 | 0 | 34.8001 | 0
2023 | 10 | 3 | 8 | 62.9671 | 0 | 24.7307 | 0 | 38.2364 | 0
2023 | 10 | 3 | 9 | 63.1326 | 0 | 24.7957 | 0 | 38.3369 | 0
2023 | 10 | 3 | 10 | 61.5096 | 0 | 24.1583 | 0 | 37.3513 | 0
2023 | 10 | 3 | 11 | 59.59 | 0 | 23.4043 | 0 | 36.1857 | 0
2023 | 10 | 3 | 12 | 56.8382 | 0 | 22.3235 | 0 | 34.5147 | 0
2023 | 10 | 3 | 13 | 53.7424 | 0 | 21.1076 | 0 | 32.6347 | 0
2023 | 10 | 3 | 14 | 51.8806 | 0 | 20.3764 | 0 | 31.5042 | 0
2023 | 10 | 3 | 15 | 53.9608 | 0 | 21.1934 | 0 | 32.7674 | 0
2023 | 10 | 3 | 16 | 58.6109 | 0 | 23.0198 | 0 | 35.5911 | 0
2023 | 10 | 3 | 17 | 64.9854 | 0 | 25.5234 | 0 | 39.462 | 0
2023 | 10 | 3 | 18 | 70.603 | 0 | 27.7297 | 0 | 42.8732 | 0
2023 | 10 | 3 | 19 | 73.3394 | 0 | 28.8045 | 0 | 44.5349 | 0
2023 | 10 | 3 | 20 | 74.9537 | 0 | 29.4385 | 0 | 45.5152 | 0
2023 | 10 | 3 | 21 | 71.8023 | 0 | 28.2008 | 0 | 43.6015 | 0
2023 | 10 | 3 | 22 | 66.7142 | 0 | 26.2024 | 0 | 40.5118 | 0
2023 | 10 | 3 | 23 | 60.6069 | 0 | 23.8037 | 0 | 36.8032 | 0
2023 | 10 | 3 | 24 | 55.7618 | 0 | 21.9008 | 0 | 33.861 | 0
2023 | 10 | 4 | 1 | 51.0534 | 0 | 20.0515 | 0 | 31.0019 | 0
2023 | 10 | 4 | 2 | 50.215 | 0 | 19.7222 | 0 | 30.4928 | 0
2023 | 10 | 4 | 3 | 49.4803 | 0 | 19.4337 | 0 | 30.0466 | 0
2023 | 10 | 4 | 4 | 48.8099 | 0 | 19.1704 | 0 | 29.6395 | 0
2023 | 10 | 4 | 5 | 49.501 | 0 | 19.4418 | 0 | 30.0592 | 0
2023 | 10 | 4 | 6 | 51.3886 | 0 | 20.1832 | 0 | 31.2054 | 0
2023 | 10 | 4 | 7 | 55.8265 | 0 | 21.9262 | 0 | 33.9003 | 0
2023 | 10 | 4 | 8 | 61.1421 | 0 | 24.0139 | 0 | 37.1282 | 0
2023 | 10 | 4 | 9 | 59.3848 | 0 | 23.3237 | 0 | 36.061 | 0
2023 | 10 | 4 | 10 | 54.572 | 0 | 21.4335 | 0 | 33.1385 | 0
2023 | 10 | 4 | 11 | 50.0442 | 0 | 19.6552 | 0 | 30.3891 | 0
2023 | 10 | 4 | 12 | 45.9748 | 0 | 18.0569 | 0 | 27.9179 | 0
2023 | 10 | 4 | 13 | 45.055 | 0 | 17.6956 | 0 | 27.3594 | 0
2023 | 10 | 4 | 14 | 43.1044 | 0 | 16.9295 | 0 | 26.1749 | 0
2023 | 10 | 4 | 15 | 44.3414 | 0 | 17.4153 | 0 | 26.926 | 0
2023 | 10 | 4 | 16 | 48.0407 | 0 | 18.8683 | 0 | 29.1724 | 0
2023 | 10 | 4 | 17 | 55.2611 | 0 | 21.7041 | 0 | 33.557 | 0
2023 | 10 | 4 | 18 | 63.6495 | 0 | 24.9987 | 0 | 38.6508 | 0
2023 | 10 | 4 | 19 | 68.0282 | 0 | 26.7185 | 0 | 41.3097 | 0
2023 | 10 | 4 | 20 | 70.1203 | 0 | 27.5402 | 0 | 42.5801 | 0
2023 | 10 | 4 | 21 | 67.0303 | 0 | 26.3266 | 0 | 40.7038 | 0
2023 | 10 | 4 | 22 | 62.3248 | 0 | 24.4784 | 0 | 37.8463 | 0
2023 | 10 | 4 | 23 | 56.3741 | 0 | 22.1413 | 0 | 34.2329 | 0
2023 | 10 | 4 | 24 | 51.4997 | 0 | 20.2268 | 0 | 31.2729 | 0
2023 | 10 | 5 | 1 | 50.7831 | 0 | 19.9454 | 0 | 30.8377 | 0
2023 | 10 | 5 | 2 | 46.5675 | 0 | 18.2897 | 0 | 28.2779 | 0
2023 | 10 | 5 | 3 | 45.8251 | 0 | 17.9981 | 0 | 27.827 | 0
2023 | 10 | 5 | 4 | 45.3519 | 0 | 17.8122 | 0 | 27.5397 | 0
2023 | 10 | 5 | 5 | 46.0277 | 0 | 18.0777 | 0 | 27.95 | 0
2023 | 10 | 5 | 6 | 47.9717 | 0 | 18.8412 | 0 | 29.1305 | 0
2023 | 10 | 5 | 7 | 54.1792 | 0 | 21.2792 | 0 | 32.9 | 0
2023 | 10 | 5 | 8 | 59.5117 | 0 | 23.3736 | 0 | 36.1381 | 0
2023 | 10 | 5 | 9 | 57.3625 | 0 | 22.5295 | 0 | 34.8331 | 0
2023 | 10 | 5 | 10 | 51.8184 | 0 | 20.352 | 0 | 31.4664 | 0
2023 | 10 | 5 | 11 | 46.5671 | 0 | 18.2895 | 0 | 28.2776 | 0
2023 | 10 | 5 | 12 | 42.7961 | 0 | 16.8084 | 0 | 25.9877 | 0
2023 | 10 | 5 | 13 | 47.9731 | 0 | 18.8417 | 0 | 29.1314 | 0
2023 | 10 | 5 | 14 | 45.8419 | 0 | 18.0047 | 0 | 27.8372 | 0
2023 | 10 | 5 | 15 | 47.0238 | 0 | 18.4689 | 0 | 28.5549 | 0
2023 | 10 | 5 | 16 | 51.7326 | 0 | 20.3183 | 0 | 31.4143 | 0
2023 | 10 | 5 | 17 | 58.6689 | 0 | 23.0426 | 0 | 35.6263 | 0
2023 | 10 | 5 | 18 | 66.5711 | 0 | 26.1462 | 0 | 40.4249 | 0
2023 | 10 | 5 | 19 | 70.1971 | 0 | 27.5703 | 0 | 42.6268 | 0
2023 | 10 | 5 | 20 | 71.9766 | 0 | 28.2692 | 0 | 43.7073 | 0
2023 | 10 | 5 | 21 | 69.0177 | 0 | 27.1071 | 0 | 41.9106 | 0
2023 | 10 | 5 | 22 | 63.9653 | 0 | 25.1228 | 0 | 38.8425 | 0
2023 | 10 | 5 | 23 | 58.0697 | 0 | 22.8072 | 0 | 35.2625 | 0
2023 | 10 | 5 | 24 | 53.4258 | 0 | 20.9833 | 0 | 32.4425 | 0
2023 | 10 | 6 | 1 | 49.5374 | 0 | 19.4561 | 0 | 30.0813 | 0
2023 | 10 | 6 | 2 | 48.5239 | 0 | 19.0581 | 0 | 29.4658 | 0
2023 | 10 | 6 | 3 | 47.7244 | 0 | 18.744 | 0 | 28.9803 | 0
2023 | 10 | 6 | 4 | 47.1456 | 0 | 18.5167 | 0 | 28.6289 | 0
2023 | 10 | 6 | 5 | 47.8686 | 0 | 18.8007 | 0 | 29.0679 | 0
2023 | 10 | 6 | 6 | 50.0605 | 0 | 19.6616 | 0 | 30.3989 | 0
2023 | 10 | 6 | 7 | 56.9811 | 0 | 22.3797 | 0 | 34.6014 | 0
2023 | 10 | 6 | 8 | 62.3946 | 0 | 24.5059 | 0 | 37.8888 | 0
2023 | 10 | 6 | 9 | 61.2602 | 0 | 24.0603 | 0 | 37.1999 | 0
2023 | 10 | 6 | 10 | 56.594 | 0 | 22.2276 | 0 | 34.3664 | 0
2023 | 10 | 6 | 11 | 51.8191 | 0 | 20.3523 | 0 | 31.4669 | 0
2023 | 10 | 6 | 12 | 48.2688 | 0 | 18.9579 | 0 | 29.311 | 0
2023 | 10 | 6 | 13 | 44.6523 | 0 | 17.5375 | 0 | 27.1148 | 0
2023 | 10 | 6 | 14 | 43.4301 | 0 | 17.0574 | 0 | 26.3727 | 0
2023 | 10 | 6 | 15 | 46.0702 | 0 | 18.0944 | 0 | 27.9759 | 0
2023 | 10 | 6 | 16 | 52.561 | 0 | 20.6436 | 0 | 31.9173 | 0
2023 | 10 | 6 | 17 | 62.0804 | 0 | 24.3824 | 0 | 37.6979 | 0
2023 | 10 | 6 | 18 | 72.3627 | 0 | 28.4209 | 0 | 43.9418 | 0
2023 | 10 | 6 | 19 | 75.7244 | 0 | 29.7412 | 0 | 45.9832 | 0
2023 | 10 | 6 | 20 | 77.3426 | 0 | 30.3768 | 0 | 46.9658 | 0
2023 | 10 | 6 | 21 | 73.3264 | 0 | 28.7994 | 0 | 44.527 | 0
2023 | 10 | 6 | 22 | 68.4397 | 0 | 26.8801 | 0 | 41.5596 | 0
2023 | 10 | 6 | 23 | 62.785 | 0 | 24.6592 | 0 | 38.1258 | 0
2023 | 10 | 6 | 24 | 57.8212 | 0 | 22.7096 | 0 | 35.1115 | 0
2023 | 10 | 7 | 1 | 49.9403 | 0 | 19.6144 | 0 | 30.326 | 0
2023 | 10 | 7 | 2 | 49.4817 | 0 | 19.4342 | 0 | 30.0474 | 0
2023 | 10 | 7 | 3 | 48.3129 | 0 | 18.9752 | 0 | 29.3377 | 0
2023 | 10 | 7 | 4 | 46.9371 | 0 | 18.4348 | 0 | 28.5023 | 0
2023 | 10 | 7 | 5 | 46.5487 | 0 | 18.2823 | 0 | 28.2664 | 0
2023 | 10 | 7 | 6 | 47.5328 | 0 | 18.6688 | 0 | 28.864 | 0
2023 | 10 | 7 | 7 | 51.11 | 0 | 20.0737 | 0 | 31.0362 | 0
2023 | 10 | 7 | 8 | 55.4523 | 0 | 21.7792 | 0 | 33.6731 | 0
2023 | 10 | 7 | 9 | 55.9391 | 0 | 21.9704 | 0 | 33.9687 | 0
2023 | 10 | 7 | 10 | 53.5226 | 0 | 21.0213 | 0 | 32.5013 | 0
2023 | 10 | 7 | 11 | 49.3661 | 0 | 19.3888 | 0 | 29.9773 | 0
2023 | 10 | 7 | 12 | 46.5449 | 0 | 18.2808 | 0 | 28.2641 | 0
2023 | 10 | 7 | 13 | 41.7264 | 0 | 16.3883 | 0 | 25.3381 | 0
2023 | 10 | 7 | 14 | 40.411 | 0 | 15.8717 | 0 | 24.5393 | 0
2023 | 10 | 7 | 15 | 42.5104 | 0 | 16.6962 | 0 | 25.8142 | 0
2023 | 10 | 7 | 16 | 47.4098 | 0 | 18.6205 | 0 | 28.7893 | 0
2023 | 10 | 7 | 17 | 55.7204 | 0 | 21.8845 | 0 | 33.8359 | 0
2023 | 10 | 7 | 18 | 66.156 | 0 | 25.9832 | 0 | 40.1728 | 0
2023 | 10 | 7 | 19 | 67.9915 | 0 | 26.7041 | 0 | 41.2874 | 0
2023 | 10 | 7 | 20 | 69.2289 | 0 | 27.1901 | 0 | 42.0389 | 0
2023 | 10 | 7 | 21 | 64.9581 | 0 | 25.5127 | 0 | 39.4454 | 0
2023 | 10 | 7 | 22 | 59.8059 | 0 | 23.4891 | 0 | 36.3168 | 0
2023 | 10 | 7 | 23 | 55.1699 | 0 | 21.6683 | 0 | 33.5016 | 0
2023 | 10 | 7 | 24 | 50.5123 | 0 | 19.839 | 0 | 30.6733 | 0
2023 | 10 | 8 | 1 | 48.3302 | 0 | 18.982 | 0 | 29.3482 | 0
2023 | 10 | 8 | 2 | 44.1771 | 0 | 17.3508 | 0 | 26.8263 | 0
2023 | 10 | 8 | 3 | 43.6117 | 0 | 17.1288 | 0 | 26.4829 | 0
2023 | 10 | 8 | 4 | 42.6998 | 0 | 16.7706 | 0 | 25.9292 | 0
2023 | 10 | 8 | 5 | 42.4255 | 0 | 16.6629 | 0 | 25.7626 | 0
2023 | 10 | 8 | 6 | 43.7877 | 0 | 17.1979 | 0 | 26.5898 | 0
2023 | 10 | 8 | 7 | 46.6524 | 0 | 18.323 | 0 | 28.3294 | 0
2023 | 10 | 8 | 8 | 51.569 | 0 | 20.254 | 0 | 31.315 | 0
2023 | 10 | 8 | 9 | 52.393 | 0 | 20.5777 | 0 | 31.8154 | 0
2023 | 10 | 8 | 10 | 51.5277 | 0 | 20.2378 | 0 | 31.2899 | 0
2023 | 10 | 8 | 11 | 47.9793 | 0 | 18.8442 | 0 | 29.1352 | 0
2023 | 10 | 8 | 12 | 44.9181 | 0 | 17.6419 | 0 | 27.2763 | 0
2023 | 10 | 8 | 13 | 46.7614 | 0 | 18.3658 | 0 | 28.3956 | 0
2023 | 10 | 8 | 14 | 44.6069 | 0 | 17.5196 | 0 | 27.0873 | 0
2023 | 10 | 8 | 15 | 45.3652 | 0 | 17.8175 | 0 | 27.5477 | 0
2023 | 10 | 8 | 16 | 47.0939 | 0 | 18.4964 | 0 | 28.5975 | 0
2023 | 10 | 8 | 17 | 53.6009 | 0 | 21.0521 | 0 | 32.5489 | 0
2023 | 10 | 8 | 18 | 60.6041 | 0 | 23.8026 | 0 | 36.8015 | 0
2023 | 10 | 8 | 19 | 63.2541 | 0 | 24.8434 | 0 | 38.4107 | 0
2023 | 10 | 8 | 20 | 64.3589 | 0 | 25.2773 | 0 | 39.0816 | 0
2023 | 10 | 8 | 21 | 61.3832 | 0 | 24.1086 | 0 | 37.2745 | 0
2023 | 10 | 8 | 22 | 57.9804 | 0 | 22.7722 | 0 | 35.2083 | 0
2023 | 10 | 8 | 23 | 53.512 | 0 | 21.0171 | 0 | 32.4948 | 0
2023 | 10 | 8 | 24 | 48.8474 | 0 | 19.1851 | 0 | 29.6623 | 0
2023 | 10 | 9 | 1 | 47.421 | 0 | 18.6249 | 0 | 28.7961 | 0
2023 | 10 | 9 | 2 | 42.4712 | 0 | 16.6808 | 0 | 25.7904 | 0
2023 | 10 | 9 | 3 | 41.3809 | 0 | 16.2526 | 0 | 25.1283 | 0
2023 | 10 | 9 | 4 | 40.7632 | 0 | 16.01 | 0 | 24.7532 | 0
2023 | 10 | 9 | 5 | 42.0537 | 0 | 16.5168 | 0 | 25.5368 | 0
2023 | 10 | 9 | 6 | 42.3216 | 0 | 16.6221 | 0 | 25.6996 | 0
2023 | 10 | 9 | 7 | 45.1913 | 0 | 17.7491 | 0 | 27.4421 | 0
2023 | 10 | 9 | 8 | 48.0635 | 0 | 18.8772 | 0 | 29.1862 | 0
2023 | 10 | 9 | 9 | 49.0447 | 0 | 19.2626 | 0 | 29.7821 | 0
2023 | 10 | 9 | 10 | 49.8536 | 0 | 19.5803 | 0 | 30.2733 | 0
2023 | 10 | 9 | 11 | 49.6631 | 0 | 19.5055 | 0 | 30.1576 | 0
2023 | 10 | 9 | 12 | 46.4528 | 0 | 18.2446 | 0 | 28.2082 | 0
2023 | 10 | 9 | 13 | 38.1519 | 0 | 14.9844 | 0 | 23.1675 | 0
2023 | 10 | 9 | 14 | 36.7629 | 0 | 14.4388 | 0 | 22.324 | 0
2023 | 10 | 9 | 15 | 38.8896 | 0 | 15.2741 | 0 | 23.6155 | 0
2023 | 10 | 9 | 16 | 42.1444 | 0 | 16.5525 | 0 | 25.5919 | 0
2023 | 10 | 9 | 17 | 48.9306 | 0 | 19.2178 | 0 | 29.7128 | 0
2023 | 10 | 9 | 18 | 58.1559 | 0 | 22.8411 | 0 | 35.3148 | 0
2023 | 10 | 9 | 19 | 61.1089 | 0 | 24.0009 | 0 | 37.108 | 0
2023 | 10 | 9 | 20 | 63.6613 | 0 | 25.0033 | 0 | 38.6579 | 0
2023 | 10 | 9 | 21 | 59.9304 | 0 | 23.538 | 0 | 36.3924 | 0
2023 | 10 | 9 | 22 | 55.8584 | 0 | 21.9387 | 0 | 33.9197 | 0
2023 | 10 | 9 | 23 | 51.6793 | 0 | 20.2974 | 0 | 31.3819 | 0
2023 | 10 | 9 | 24 | 49.22 | 0 | 19.3314 | 0 | 29.8885 | 0
2023 | 10 | 10 | 1 | 50.3836 | 0 | 19.7885 | 0 | 30.5951 | 0
2023 | 10 | 10 | 2 | 50.4116 | 0 | 19.7994 | 0 | 30.6121 | 0
2023 | 10 | 10 | 3 | 50.5133 | 0 | 19.8394 | 0 | 30.6739 | 0
2023 | 10 | 10 | 4 | 50.429 | 0 | 19.8063 | 0 | 30.6227 | 0
2023 | 10 | 10 | 5 | 51.3071 | 0 | 20.1512 | 0 | 31.1559 | 0
2023 | 10 | 10 | 6 | 53.8018 | 0 | 21.131 | 0 | 32.6708 | 0
2023 | 10 | 10 | 7 | 59.5781 | 0 | 23.3996 | 0 | 36.1784 | 0
2023 | 10 | 10 | 8 | 65.8893 | 0 | 25.8784 | 0 | 40.0109 | 0
2023 | 10 | 10 | 9 | 63.4755 | 0 | 24.9304 | 0 | 38.5451 | 0
2023 | 10 | 10 | 10 | 55.4151 | 0 | 21.7646 | 0 | 33.6505 | 0
2023 | 10 | 10 | 11 | 46.7715 | 0 | 18.3698 | 0 | 28.4017 | 0
2023 | 10 | 10 | 12 | 41.6531 | 0 | 16.3595 | 0 | 25.2936 | 0
2023 | 10 | 10 | 13 | 33.006 | 0 | 12.9633 | 0 | 20.0427 | 0
2023 | 10 | 10 | 14 | 30.3268 | 0 | 11.911 | 0 | 18.4157 | 0
2023 | 10 | 10 | 15 | 32.0782 | 0 | 12.5989 | 0 | 19.4793 | 0
2023 | 10 | 10 | 16 | 38.461 | 0 | 15.1058 | 0 | 23.3552 | 0
2023 | 10 | 10 | 17 | 48.7391 | 0 | 19.1426 | 0 | 29.5965 | 0
2023 | 10 | 10 | 18 | 61.0498 | 0 | 23.9777 | 0 | 37.0722 | 0
2023 | 10 | 10 | 19 | 73.9303 | 0 | 29.0366 | 0 | 44.8938 | 0
2023 | 10 | 10 | 20 | 76.6768 | 0 | 30.1153 | 0 | 46.5615 | 0
2023 | 10 | 10 | 21 | 74.5262 | 0 | 29.2706 | 0 | 45.2556 | 0
2023 | 10 | 10 | 22 | 70.3045 | 0 | 27.6125 | 0 | 42.692 | 0
2023 | 10 | 10 | 23 | 64.7675 | 0 | 25.4378 | 0 | 39.3297 | 0
2023 | 10 | 10 | 24 | 59.8935 | 0 | 23.5235 | 0 | 36.37 | 0
2023 | 10 | 11 | 1 | 50.8526 | 0 | 19.9727 | 0 | 30.8799 | 0
2023 | 10 | 11 | 2 | 52.0138 | 0 | 20.4287 | 0 | 31.5851 | 0
2023 | 10 | 11 | 3 | 51.4942 | 0 | 20.2247 | 0 | 31.2696 | 0
2023 | 10 | 11 | 4 | 51.1275 | 0 | 20.0806 | 0 | 31.0469 | 0
2023 | 10 | 11 | 5 | 52.1036 | 0 | 20.464 | 0 | 31.6396 | 0
2023 | 10 | 11 | 6 | 54.0552 | 0 | 21.2305 | 0 | 32.8247 | 0
2023 | 10 | 11 | 7 | 59.4862 | 0 | 23.3636 | 0 | 36.1226 | 0
2023 | 10 | 11 | 8 | 66.0763 | 0 | 25.9519 | 0 | 40.1244 | 0
2023 | 10 | 11 | 9 | 64.5992 | 0 | 25.3717 | 0 | 39.2275 | 0
2023 | 10 | 11 | 10 | 58.3018 | 0 | 22.8984 | 0 | 35.4034 | 0
2023 | 10 | 11 | 11 | 51.4558 | 0 | 20.2096 | 0 | 31.2462 | 0
2023 | 10 | 11 | 12 | 46.3723 | 0 | 18.213 | 0 | 28.1593 | 0
2023 | 10 | 11 | 13 | 53.9179 | 0 | 21.1766 | 0 | 32.7413 | 0
2023 | 10 | 11 | 14 | 52.6065 | 0 | 20.6615 | 0 | 31.945 | 0
2023 | 10 | 11 | 15 | 52.8853 | 0 | 20.771 | 0 | 32.1143 | 0
2023 | 10 | 11 | 16 | 55.7157 | 0 | 21.8827 | 0 | 33.833 | 0
2023 | 10 | 11 | 17 | 61.5516 | 0 | 24.1748 | 0 | 37.3769 | 0
2023 | 10 | 11 | 18 | 67.5342 | 0 | 26.5244 | 0 | 41.0097 | 0
2023 | 10 | 11 | 19 | 67.9942 | 0 | 26.7051 | 0 | 41.2891 | 0
2023 | 10 | 11 | 20 | 69.2697 | 0 | 27.2061 | 0 | 42.0636 | 0
2023 | 10 | 11 | 21 | 66.7576 | 0 | 26.2194 | 0 | 40.5381 | 0
2023 | 10 | 11 | 22 | 62.7795 | 0 | 24.657 | 0 | 38.1225 | 0
2023 | 10 | 11 | 23 | 57.464 | 0 | 22.5693 | 0 | 34.8947 | 0
2023 | 10 | 11 | 24 | 52.9824 | 0 | 20.8091 | 0 | 32.1732 | 0
2023 | 10 | 12 | 1 | 46.4693 | 0 | 18.2511 | 0 | 28.2182 | 0
2023 | 10 | 12 | 2 | 45.2565 | 0 | 17.7748 | 0 | 27.4817 | 0
2023 | 10 | 12 | 3 | 44.4495 | 0 | 17.4578 | 0 | 26.9917 | 0
2023 | 10 | 12 | 4 | 44.1463 | 0 | 17.3387 | 0 | 26.8075 | 0
2023 | 10 | 12 | 5 | 44.4432 | 0 | 17.4553 | 0 | 26.9879 | 0
2023 | 10 | 12 | 6 | 46.4448 | 0 | 18.2415 | 0 | 28.2033 | 0
2023 | 10 | 12 | 7 | 53.075 | 0 | 20.8455 | 0 | 32.2295 | 0
2023 | 10 | 12 | 8 | 59.1409 | 0 | 23.2279 | 0 | 35.9129 | 0
2023 | 10 | 12 | 9 | 58.1225 | 0 | 22.828 | 0 | 35.2946 | 0
2023 | 10 | 12 | 10 | 52.2247 | 0 | 20.5115 | 0 | 31.7131 | 0
2023 | 10 | 12 | 11 | 45.382 | 0 | 17.8241 | 0 | 27.558 | 0
2023 | 10 | 12 | 12 | 40.0215 | 0 | 15.7187 | 0 | 24.3028 | 0
2023 | 10 | 12 | 13 | 40.3536 | 0 | 15.8491 | 0 | 24.5045 | 0
2023 | 10 | 12 | 14 | 38.808 | 0 | 15.2421 | 0 | 23.5659 | 0
2023 | 10 | 12 | 15 | 40.1665 | 0 | 15.7756 | 0 | 24.3908 | 0
2023 | 10 | 12 | 16 | 44.1764 | 0 | 17.3506 | 0 | 26.8259 | 0
2023 | 10 | 12 | 17 | 50.8843 | 0 | 19.9851 | 0 | 30.8992 | 0
2023 | 10 | 12 | 18 | 58.1228 | 0 | 22.8281 | 0 | 35.2947 | 0
2023 | 10 | 12 | 19 | 60.4973 | 0 | 23.7607 | 0 | 36.7366 | 0
2023 | 10 | 12 | 20 | 61.1365 | 0 | 24.0117 | 0 | 37.1248 | 0
2023 | 10 | 12 | 21 | 58.6902 | 0 | 23.0509 | 0 | 35.6392 | 0
2023 | 10 | 12 | 22 | 54.1377 | 0 | 21.2629 | 0 | 32.8748 | 0
2023 | 10 | 12 | 23 | 48.3942 | 0 | 19.0071 | 0 | 29.3871 | 0
2023 | 10 | 12 | 24 | 44.3274 | 0 | 17.4098 | 0 | 26.9175 | 0
2023 | 10 | 13 | 1 | 47.5199 | 0 | 18.6637 | 0 | 28.8562 | 0
2023 | 10 | 13 | 2 | 40.7131 | 0 | 15.9903 | 0 | 24.7228 | 0
2023 | 10 | 13 | 3 | 39.9579 | 0 | 15.6937 | 0 | 24.2642 | 0
2023 | 10 | 13 | 4 | 40.0803 | 0 | 15.7418 | 0 | 24.3385 | 0
2023 | 10 | 13 | 5 | 41.5771 | 0 | 16.3297 | 0 | 25.2474 | 0
2023 | 10 | 13 | 6 | 43.506 | 0 | 17.0872 | 0 | 26.4188 | 0
2023 | 10 | 13 | 7 | 51.0825 | 0 | 20.063 | 0 | 31.0195 | 0
2023 | 10 | 13 | 8 | 58.4077 | 0 | 22.94 | 0 | 35.4677 | 0
2023 | 10 | 13 | 9 | 58.6003 | 0 | 23.0156 | 0 | 35.5847 | 0
2023 | 10 | 13 | 10 | 55.5965 | 0 | 21.8358 | 0 | 33.7606 | 0
2023 | 10 | 13 | 11 | 52.4622 | 0 | 20.6048 | 0 | 31.8573 | 0
2023 | 10 | 13 | 12 | 49.6174 | 0 | 19.4875 | 0 | 30.1299 | 0
2023 | 10 | 13 | 13 | 43.7305 | 0 | 17.1754 | 0 | 26.5551 | 0
2023 | 10 | 13 | 14 | 42.6402 | 0 | 16.7472 | 0 | 25.893 | 0
2023 | 10 | 13 | 15 | 44.8079 | 0 | 17.5986 | 0 | 27.2093 | 0
2023 | 10 | 13 | 16 | 48.0326 | 0 | 18.8651 | 0 | 29.1675 | 0
2023 | 10 | 13 | 17 | 54.0835 | 0 | 21.2416 | 0 | 32.8419 | 0
2023 | 10 | 13 | 18 | 60.5865 | 0 | 23.7957 | 0 | 36.7908 | 0
2023 | 10 | 13 | 19 | 63.9034 | 0 | 25.0985 | 0 | 38.805 | 0
2023 | 10 | 13 | 20 | 65.9106 | 0 | 25.8868 | 0 | 40.0238 | 0
2023 | 10 | 13 | 21 | 63.7057 | 0 | 25.0208 | 0 | 38.6849 | 0
2023 | 10 | 13 | 22 | 60.7349 | 0 | 23.854 | 0 | 36.8809 | 0
2023 | 10 | 13 | 23 | 56.3007 | 0 | 22.1124 | 0 | 34.1883 | 0
2023 | 10 | 13 | 24 | 52.2518 | 0 | 20.5222 | 0 | 31.7296 | 0
2023 | 10 | 14 | 1 | 48.0688 | 0 | 18.8793 | 0 | 29.1895 | 0
2023 | 10 | 14 | 2 | 50.8116 | 0 | 19.9566 | 0 | 30.855 | 0
2023 | 10 | 14 | 3 | 50.4757 | 0 | 19.8246 | 0 | 30.6511 | 0
2023 | 10 | 14 | 4 | 49.9123 | 0 | 19.6034 | 0 | 30.309 | 0
2023 | 10 | 14 | 5 | 49.2113 | 0 | 19.328 | 0 | 29.8833 | 0
2023 | 10 | 14 | 6 | 49.9514 | 0 | 19.6187 | 0 | 30.3327 | 0
2023 | 10 | 14 | 7 | 55.4082 | 0 | 21.7619 | 0 | 33.6463 | 0
2023 | 10 | 14 | 8 | 60.5601 | 0 | 23.7853 | 0 | 36.7747 | 0
2023 | 10 | 14 | 9 | 61.2852 | 0 | 24.0701 | 0 | 37.2151 | 0
2023 | 10 | 14 | 10 | 56.223 | 0 | 22.0819 | 0 | 34.1411 | 0
2023 | 10 | 14 | 11 | 49.8841 | 0 | 19.5923 | 0 | 30.2918 | 0
2023 | 10 | 14 | 12 | 48.5506 | 0 | 19.0685 | 0 | 29.482 | 0
2023 | 10 | 14 | 13 | 37.4474 | 0 | 14.7077 | 0 | 22.7397 | 0
2023 | 10 | 14 | 14 | 33.4655 | 0 | 13.1438 | 0 | 20.3217 | 0
2023 | 10 | 14 | 15 | 33.8303 | 0 | 13.287 | 0 | 20.5432 | 0
2023 | 10 | 14 | 16 | 34.9252 | 0 | 13.7171 | 0 | 21.2081 | 0
2023 | 10 | 14 | 17 | 41.4554 | 0 | 16.2819 | 0 | 25.1735 | 0
2023 | 10 | 14 | 18 | 53.9987 | 0 | 21.2083 | 0 | 32.7904 | 0
2023 | 10 | 14 | 19 | 69.6098 | 0 | 27.3397 | 0 | 42.2701 | 0
2023 | 10 | 14 | 20 | 70.6279 | 0 | 27.7395 | 0 | 42.8884 | 0
2023 | 10 | 14 | 21 | 66.3355 | 0 | 26.0537 | 0 | 40.2818 | 0
2023 | 10 | 14 | 22 | 61.6868 | 0 | 24.2279 | 0 | 37.4589 | 0
2023 | 10 | 14 | 23 | 57.5066 | 0 | 22.586 | 0 | 34.9205 | 0
2023 | 10 | 14 | 24 | 53.333 | 0 | 20.9468 | 0 | 32.3861 | 0
2023 | 10 | 15 | 1 | 45.2497 | 0 | 17.7721 | 0 | 27.4776 | 0
2023 | 10 | 15 | 2 | 43.4326 | 0 | 17.0584 | 0 | 26.3742 | 0
2023 | 10 | 15 | 3 | 42.7449 | 0 | 16.7883 | 0 | 25.9566 | 0
2023 | 10 | 15 | 4 | 42.4707 | 0 | 16.6806 | 0 | 25.7901 | 0
2023 | 10 | 15 | 5 | 42.8505 | 0 | 16.8298 | 0 | 26.0207 | 0
2023 | 10 | 15 | 6 | 44.2819 | 0 | 17.392 | 0 | 26.8899 | 0
2023 | 10 | 15 | 7 | 47.7624 | 0 | 18.759 | 0 | 29.0035 | 0
2023 | 10 | 15 | 8 | 51.6633 | 0 | 20.2911 | 0 | 31.3723 | 0
2023 | 10 | 15 | 9 | 50.5681 | 0 | 19.8609 | 0 | 30.7072 | 0
2023 | 10 | 15 | 10 | 48.1292 | 0 | 18.903 | 0 | 29.2262 | 0
2023 | 10 | 15 | 11 | 43.1944 | 0 | 16.9649 | 0 | 26.2296 | 0
2023 | 10 | 15 | 12 | 39.9328 | 0 | 15.6839 | 0 | 24.249 | 0
2023 | 10 | 15 | 13 | 40.5153 | 0 | 15.9126 | 0 | 24.6027 | 0
2023 | 10 | 15 | 14 | 38.2792 | 0 | 15.0344 | 0 | 23.2448 | 0
2023 | 10 | 15 | 15 | 38.9114 | 0 | 15.2827 | 0 | 23.6287 | 0
2023 | 10 | 15 | 16 | 43.6128 | 0 | 17.1292 | 0 | 26.4836 | 0
2023 | 10 | 15 | 17 | 53.1661 | 0 | 20.8813 | 0 | 32.2848 | 0
2023 | 10 | 15 | 18 | 61.7601 | 0 | 24.2567 | 0 | 37.5035 | 0
2023 | 10 | 15 | 19 | 61.9036 | 0 | 24.313 | 0 | 37.5906 | 0
2023 | 10 | 15 | 20 | 61.3191 | 0 | 24.0835 | 0 | 37.2357 | 0
2023 | 10 | 15 | 21 | 59.1234 | 0 | 23.2211 | 0 | 35.9023 | 0
2023 | 10 | 15 | 22 | 54.9178 | 0 | 21.5693 | 0 | 33.3485 | 0
2023 | 10 | 15 | 23 | 50.8395 | 0 | 19.9675 | 0 | 30.872 | 0
2023 | 10 | 15 | 24 | 47.8351 | 0 | 18.7875 | 0 | 29.0475 | 0
2023 | 10 | 16 | 1 | 46.9897 | 0 | 18.4555 | 0 | 28.5342 | 0
2023 | 10 | 16 | 2 | 44.026 | 0 | 17.2915 | 0 | 26.7345 | 0
2023 | 10 | 16 | 3 | 43.3161 | 0 | 17.0126 | 0 | 26.3034 | 0
2023 | 10 | 16 | 4 | 43.1572 | 0 | 16.9503 | 0 | 26.207 | 0
2023 | 10 | 16 | 5 | 43.9934 | 0 | 17.2787 | 0 | 26.7147 | 0
2023 | 10 | 16 | 6 | 46.0251 | 0 | 18.0766 | 0 | 27.9485 | 0
2023 | 10 | 16 | 7 | 49.8891 | 0 | 19.5943 | 0 | 30.2949 | 0
2023 | 10 | 16 | 8 | 56.9188 | 0 | 22.3552 | 0 | 34.5636 | 0
2023 | 10 | 16 | 9 | 58.204 | 0 | 22.86 | 0 | 35.344 | 0
2023 | 10 | 16 | 10 | 53.7454 | 0 | 21.1088 | 0 | 32.6366 | 0
2023 | 10 | 16 | 11 | 48.244 | 0 | 18.9481 | 0 | 29.2959 | 0
2023 | 10 | 16 | 12 | 43.9001 | 0 | 17.242 | 0 | 26.6581 | 0
2023 | 10 | 16 | 13 | 52.5844 | 0 | 20.6528 | 0 | 31.9316 | 0
2023 | 10 | 16 | 14 | 50.9886 | 0 | 20.0261 | 0 | 30.9625 | 0
2023 | 10 | 16 | 15 | 51.9181 | 0 | 20.3912 | 0 | 31.527 | 0
2023 | 10 | 16 | 16 | 54.1744 | 0 | 21.2773 | 0 | 32.8971 | 0
2023 | 10 | 16 | 17 | 59.8799 | 0 | 23.5182 | 0 | 36.3617 | 0
2023 | 10 | 16 | 18 | 64.3592 | 0 | 25.2775 | 0 | 39.0817 | 0
2023 | 10 | 16 | 19 | 73.2779 | 0 | 28.7803 | 0 | 44.4976 | 0
2023 | 10 | 16 | 20 | 73.1281 | 0 | 28.7215 | 0 | 44.4066 | 0
2023 | 10 | 16 | 21 | 70.3867 | 0 | 27.6448 | 0 | 42.7419 | 0
2023 | 10 | 16 | 22 | 66.1166 | 0 | 25.9677 | 0 | 40.1489 | 0
2023 | 10 | 16 | 23 | 60.4676 | 0 | 23.749 | 0 | 36.7186 | 0
2023 | 10 | 16 | 24 | 55.8806 | 0 | 21.9475 | 0 | 33.9332 | 0
2023 | 10 | 17 | 1 | 47.1861 | 0 | 18.5326 | 0 | 28.6535 | 0
2023 | 10 | 17 | 2 | 53.4364 | 0 | 20.9875 | 0 | 32.449 | 0
2023 | 10 | 17 | 3 | 52.6066 | 0 | 20.6616 | 0 | 31.9451 | 0
2023 | 10 | 17 | 4 | 52.4636 | 0 | 20.6054 | 0 | 31.8582 | 0
2023 | 10 | 17 | 5 | 52.9384 | 0 | 20.7919 | 0 | 32.1466 | 0
2023 | 10 | 17 | 6 | 54.2758 | 0 | 21.3171 | 0 | 32.9586 | 0
2023 | 10 | 17 | 7 | 61.619 | 0 | 24.2012 | 0 | 37.4177 | 0
2023 | 10 | 17 | 8 | 68.3667 | 0 | 26.8514 | 0 | 41.5153 | 0
2023 | 10 | 17 | 9 | 69.2831 | 0 | 27.2114 | 0 | 42.0717 | 0
2023 | 10 | 17 | 10 | 65.5423 | 0 | 25.7421 | 0 | 39.8002 | 0
2023 | 10 | 17 | 11 | 61.4269 | 0 | 24.1258 | 0 | 37.3011 | 0
2023 | 10 | 17 | 12 | 57.5322 | 0 | 22.5961 | 0 | 34.9361 | 0
2023 | 10 | 17 | 13 | 54.5412 | 0 | 21.4214 | 0 | 33.1198 | 0
2023 | 10 | 17 | 14 | 52.4423 | 0 | 20.597 | 0 | 31.8452 | 0
2023 | 10 | 17 | 15 | 53.2152 | 0 | 20.9006 | 0 | 32.3146 | 0
2023 | 10 | 17 | 16 | 55.1383 | 0 | 21.6559 | 0 | 33.4824 | 0
2023 | 10 | 17 | 17 | 61.8834 | 0 | 24.3051 | 0 | 37.5783 | 0
2023 | 10 | 17 | 18 | 67.5549 | 0 | 26.5326 | 0 | 41.0223 | 0
2023 | 10 | 17 | 19 | 63.4172 | 0 | 24.9075 | 0 | 38.5097 | 0
2023 | 10 | 17 | 20 | 64.0097 | 0 | 25.1402 | 0 | 38.8695 | 0
2023 | 10 | 17 | 21 | 61.2178 | 0 | 24.0437 | 0 | 37.1742 | 0
2023 | 10 | 17 | 22 | 57.0387 | 0 | 22.4023 | 0 | 34.6364 | 0
2023 | 10 | 17 | 23 | 51.6392 | 0 | 20.2816 | 0 | 31.3576 | 0
2023 | 10 | 17 | 24 | 47.291 | 0 | 18.5738 | 0 | 28.7172 | 0
2023 | 10 | 18 | 1 | 49.9809 | 0 | 19.6303 | 0 | 30.3506 | 0
2023 | 10 | 18 | 2 | 42.802 | 0 | 16.8107 | 0 | 25.9913 | 0
2023 | 10 | 18 | 3 | 41.5092 | 0 | 16.303 | 0 | 25.2062 | 0
2023 | 10 | 18 | 4 | 40.5209 | 0 | 15.9148 | 0 | 24.6061 | 0
2023 | 10 | 18 | 5 | 41.561 | 0 | 16.3233 | 0 | 25.2377 | 0
2023 | 10 | 18 | 6 | 44.2541 | 0 | 17.3811 | 0 | 26.873 | 0
2023 | 10 | 18 | 7 | 48.6779 | 0 | 19.1185 | 0 | 29.5594 | 0
2023 | 10 | 18 | 8 | 55.8156 | 0 | 21.9219 | 0 | 33.8937 | 0
2023 | 10 | 18 | 9 | 57.3644 | 0 | 22.5302 | 0 | 34.8342 | 0
2023 | 10 | 18 | 10 | 53.2165 | 0 | 20.9011 | 0 | 32.3154 | 0
2023 | 10 | 18 | 11 | 48.9235 | 0 | 19.215 | 0 | 29.7085 | 0
2023 | 10 | 18 | 12 | 45.1646 | 0 | 17.7387 | 0 | 27.4259 | 0
2023 | 10 | 18 | 13 | 54.3858 | 0 | 21.3603 | 0 | 33.0254 | 0
2023 | 10 | 18 | 14 | 51.8947 | 0 | 20.382 | 0 | 31.5128 | 0
2023 | 10 | 18 | 15 | 51.5024 | 0 | 20.2279 | 0 | 31.2745 | 0
2023 | 10 | 18 | 16 | 53.6758 | 0 | 21.0815 | 0 | 32.5943 | 0
2023 | 10 | 18 | 17 | 60.1579 | 0 | 23.6274 | 0 | 36.5305 | 0
2023 | 10 | 18 | 18 | 65.8359 | 0 | 25.8574 | 0 | 39.9784 | 0
2023 | 10 | 18 | 19 | 73.2409 | 0 | 28.7658 | 0 | 44.4751 | 0
2023 | 10 | 18 | 20 | 72.9627 | 0 | 28.6566 | 0 | 44.3062 | 0
2023 | 10 | 18 | 21 | 69.316 | 0 | 27.2243 | 0 | 42.0917 | 0
2023 | 10 | 18 | 22 | 64.558 | 0 | 25.3556 | 0 | 39.2025 | 0
2023 | 10 | 18 | 23 | 58.8543 | 0 | 23.1154 | 0 | 35.7389 | 0
2023 | 10 | 18 | 24 | 53.7575 | 0 | 21.1136 | 0 | 32.6439 | 0
2023 | 10 | 19 | 1 | 50.9485 | 0 | 20.0103 | 0 | 30.9382 | 0
2023 | 10 | 19 | 2 | 53.6611 | 0 | 21.0757 | 0 | 32.5854 | 0
2023 | 10 | 19 | 3 | 52.7746 | 0 | 20.7275 | 0 | 32.047 | 0
2023 | 10 | 19 | 4 | 52.3573 | 0 | 20.5636 | 0 | 31.7936 | 0
2023 | 10 | 19 | 5 | 52.4423 | 0 | 20.597 | 0 | 31.8453 | 0
2023 | 10 | 19 | 6 | 53.8633 | 0 | 21.1551 | 0 | 32.7082 | 0
2023 | 10 | 19 | 7 | 59.0925 | 0 | 23.2089 | 0 | 35.8836 | 0
2023 | 10 | 19 | 8 | 65.9118 | 0 | 25.8872 | 0 | 40.0245 | 0
2023 | 10 | 19 | 9 | 65.0092 | 0 | 25.5328 | 0 | 39.4765 | 0
2023 | 10 | 19 | 10 | 59.762 | 0 | 23.4719 | 0 | 36.2901 | 0
2023 | 10 | 19 | 11 | 54.1363 | 0 | 21.2624 | 0 | 32.874 | 0
2023 | 10 | 19 | 12 | 49.3772 | 0 | 19.3932 | 0 | 29.984 | 0
2023 | 10 | 19 | 13 | 56.5509 | 0 | 22.2107 | 0 | 34.3402 | 0
2023 | 10 | 19 | 14 | 54.754 | 0 | 21.505 | 0 | 33.2491 | 0
2023 | 10 | 19 | 15 | 54.6517 | 0 | 21.4648 | 0 | 33.1869 | 0
2023 | 10 | 19 | 16 | 58.3438 | 0 | 22.9149 | 0 | 35.4289 | 0
2023 | 10 | 19 | 17 | 66.0638 | 0 | 25.9469 | 0 | 40.1168 | 0
2023 | 10 | 19 | 18 | 74.426 | 0 | 29.2313 | 0 | 45.1947 | 0
2023 | 10 | 19 | 19 | 79.0306 | 0 | 31.0397 | 0 | 47.9908 | 0
2023 | 10 | 19 | 20 | 79.6648 | 0 | 31.2888 | 0 | 48.376 | 0
2023 | 10 | 19 | 21 | 76.541 | 0 | 30.0619 | 0 | 46.479 | 0
2023 | 10 | 19 | 22 | 71.3893 | 0 | 28.0386 | 0 | 43.3507 | 0
2023 | 10 | 19 | 23 | 65.2081 | 0 | 25.6109 | 0 | 39.5972 | 0
2023 | 10 | 19 | 24 | 60.1125 | 0 | 23.6095 | 0 | 36.5029 | 0
2023 | 10 | 20 | 1 | 51.0131 | 0 | 20.0357 | 0 | 30.9774 | 0
2023 | 10 | 20 | 2 | 48.4784 | 0 | 19.0402 | 0 | 29.4382 | 0
2023 | 10 | 20 | 3 | 48.1819 | 0 | 18.9237 | 0 | 29.2582 | 0
2023 | 10 | 20 | 4 | 47.5555 | 0 | 18.6777 | 0 | 28.8778 | 0
2023 | 10 | 20 | 5 | 48.1534 | 0 | 18.9125 | 0 | 29.2408 | 0
2023 | 10 | 20 | 6 | 50.2054 | 0 | 19.7185 | 0 | 30.4869 | 0
2023 | 10 | 20 | 7 | 52.001 | 0 | 20.4237 | 0 | 31.5773 | 0
2023 | 10 | 20 | 8 | 58.9928 | 0 | 23.1698 | 0 | 35.823 | 0
2023 | 10 | 20 | 9 | 61.1048 | 0 | 23.9993 | 0 | 37.1055 | 0
2023 | 10 | 20 | 10 | 60.4195 | 0 | 23.7301 | 0 | 36.6894 | 0
2023 | 10 | 20 | 11 | 59.4109 | 0 | 23.334 | 0 | 36.0769 | 0
2023 | 10 | 20 | 12 | 57.0621 | 0 | 22.4115 | 0 | 34.6506 | 0
2023 | 10 | 20 | 13 | 50.7395 | 0 | 19.9282 | 0 | 30.8113 | 0
2023 | 10 | 20 | 14 | 49.2255 | 0 | 19.3336 | 0 | 29.8919 | 0
2023 | 10 | 20 | 15 | 49.4235 | 0 | 19.4114 | 0 | 30.0121 | 0
2023 | 10 | 20 | 16 | 53.7342 | 0 | 21.1044 | 0 | 32.6297 | 0
2023 | 10 | 20 | 17 | 59.9826 | 0 | 23.5585 | 0 | 36.424 | 0
2023 | 10 | 20 | 18 | 65.1927 | 0 | 25.6048 | 0 | 39.5879 | 0
2023 | 10 | 20 | 19 | 67.1191 | 0 | 26.3614 | 0 | 40.7577 | 0
2023 | 10 | 20 | 20 | 66.1226 | 0 | 25.97 | 0 | 40.1525 | 0
2023 | 10 | 20 | 21 | 62.9446 | 0 | 24.7219 | 0 | 38.2227 | 0
2023 | 10 | 20 | 22 | 59.2733 | 0 | 23.2799 | 0 | 35.9934 | 0
2023 | 10 | 20 | 23 | 55.057 | 0 | 21.624 | 0 | 33.433 | 0
2023 | 10 | 20 | 24 | 51.4302 | 0 | 20.1995 | 0 | 31.2307 | 0
2023 | 10 | 21 | 1 | 49.965 | 0 | 19.6241 | 0 | 30.341 | 0
2023 | 10 | 21 | 2 | 41.6787 | 0 | 16.3696 | 0 | 25.3092 | 0
2023 | 10 | 21 | 3 | 41.0305 | 0 | 16.115 | 0 | 24.9155 | 0
2023 | 10 | 21 | 4 | 40.3898 | 0 | 15.8633 | 0 | 24.5265 | 0
2023 | 10 | 21 | 5 | 40.1982 | 0 | 15.7881 | 0 | 24.4101 | 0
2023 | 10 | 21 | 6 | 42.0278 | 0 | 16.5067 | 0 | 25.5211 | 0
2023 | 10 | 21 | 7 | 42.6603 | 0 | 16.7551 | 0 | 25.9052 | 0
2023 | 10 | 21 | 8 | 48.7949 | 0 | 19.1645 | 0 | 29.6304 | 0
2023 | 10 | 21 | 9 | 52.7616 | 0 | 20.7225 | 0 | 32.0392 | 0
2023 | 10 | 21 | 10 | 55.4915 | 0 | 21.7946 | 0 | 33.6969 | 0
2023 | 10 | 21 | 11 | 55.8615 | 0 | 21.9399 | 0 | 33.9216 | 0
2023 | 10 | 21 | 12 | 56.3386 | 0 | 22.1273 | 0 | 34.2113 | 0
2023 | 10 | 21 | 13 | 57.8332 | 0 | 22.7143 | 0 | 35.1189 | 0
2023 | 10 | 21 | 14 | 55.2591 | 0 | 21.7034 | 0 | 33.5558 | 0
2023 | 10 | 21 | 15 | 55.6877 | 0 | 21.8717 | 0 | 33.816 | 0
2023 | 10 | 21 | 16 | 56.2438 | 0 | 22.0901 | 0 | 34.1537 | 0
2023 | 10 | 21 | 17 | 60.9017 | 0 | 23.9195 | 0 | 36.9822 | 0
2023 | 10 | 21 | 18 | 64.9175 | 0 | 25.4967 | 0 | 39.4208 | 0
2023 | 10 | 21 | 19 | 66.2242 | 0 | 26.01 | 0 | 40.2143 | 0
2023 | 10 | 21 | 20 | 64.4474 | 0 | 25.3121 | 0 | 39.1353 | 0
2023 | 10 | 21 | 21 | 60.3817 | 0 | 23.7153 | 0 | 36.6664 | 0
2023 | 10 | 21 | 22 | 56.0491 | 0 | 22.0136 | 0 | 34.0355 | 0
2023 | 10 | 21 | 23 | 52.3532 | 0 | 20.562 | 0 | 31.7912 | 0
2023 | 10 | 21 | 24 | 48.5079 | 0 | 19.0518 | 0 | 29.4561 | 0
2023 | 10 | 22 | 1 | 47.6905 | 0 | 18.7307 | 0 | 28.9598 | 0
2023 | 10 | 22 | 2 | 40.5342 | 0 | 15.9201 | 0 | 24.6142 | 0
2023 | 10 | 22 | 3 | 40.4742 | 0 | 15.8965 | 0 | 24.5777 | 0
2023 | 10 | 22 | 4 | 40.7731 | 0 | 16.0139 | 0 | 24.7592 | 0
2023 | 10 | 22 | 5 | 41.0542 | 0 | 16.1243 | 0 | 24.9299 | 0
2023 | 10 | 22 | 6 | 42.8415 | 0 | 16.8262 | 0 | 26.0152 | 0
2023 | 10 | 22 | 7 | 43.7253 | 0 | 17.1734 | 0 | 26.5519 | 0
2023 | 10 | 22 | 8 | 49.0486 | 0 | 19.2641 | 0 | 29.7845 | 0
2023 | 10 | 22 | 9 | 49.4584 | 0 | 19.4251 | 0 | 30.0333 | 0
2023 | 10 | 22 | 10 | 46.8072 | 0 | 18.3838 | 0 | 28.4234 | 0
2023 | 10 | 22 | 11 | 41.5794 | 0 | 16.3306 | 0 | 25.2489 | 0
2023 | 10 | 22 | 12 | 38.9947 | 0 | 15.3154 | 0 | 23.6793 | 0
2023 | 10 | 22 | 13 | 40.9996 | 0 | 16.1028 | 0 | 24.8968 | 0
2023 | 10 | 22 | 14 | 38.607 | 0 | 15.1631 | 0 | 23.4438 | 0
2023 | 10 | 22 | 15 | 39.1054 | 0 | 15.3589 | 0 | 23.7465 | 0
2023 | 10 | 22 | 16 | 41.262 | 0 | 16.2059 | 0 | 25.0561 | 0
2023 | 10 | 22 | 17 | 49.7811 | 0 | 19.5518 | 0 | 30.2293 | 0
2023 | 10 | 22 | 18 | 58.6256 | 0 | 23.0255 | 0 | 35.6 | 0
2023 | 10 | 22 | 19 | 62.7555 | 0 | 24.6476 | 0 | 38.1079 | 0
2023 | 10 | 22 | 20 | 62.2205 | 0 | 24.4375 | 0 | 37.783 | 0
2023 | 10 | 22 | 21 | 59.3124 | 0 | 23.2953 | 0 | 36.0171 | 0
2023 | 10 | 22 | 22 | 55.4837 | 0 | 21.7916 | 0 | 33.6921 | 0
2023 | 10 | 22 | 23 | 51.0836 | 0 | 20.0634 | 0 | 31.0202 | 0
2023 | 10 | 22 | 24 | 47.6771 | 0 | 18.7255 | 0 | 28.9516 | 0
2023 | 10 | 23 | 1 | 49.9307 | 0 | 19.6106 | 0 | 30.3201 | 0
2023 | 10 | 23 | 2 | 44.0392 | 0 | 17.2967 | 0 | 26.7425 | 0
2023 | 10 | 23 | 3 | 43.6183 | 0 | 17.1314 | 0 | 26.487 | 0
2023 | 10 | 23 | 4 | 43.6202 | 0 | 17.1321 | 0 | 26.4881 | 0
2023 | 10 | 23 | 5 | 44.3999 | 0 | 17.4383 | 0 | 26.9616 | 0
2023 | 10 | 23 | 6 | 46.5216 | 0 | 18.2716 | 0 | 28.2499 | 0
2023 | 10 | 23 | 7 | 52.3985 | 0 | 20.5798 | 0 | 31.8186 | 0
2023 | 10 | 23 | 8 | 59.7153 | 0 | 23.4535 | 0 | 36.2618 | 0
2023 | 10 | 23 | 9 | 59.8847 | 0 | 23.5201 | 0 | 36.3646 | 0
2023 | 10 | 23 | 10 | 55.1488 | 0 | 21.66 | 0 | 33.4888 | 0
2023 | 10 | 23 | 11 | 49.9998 | 0 | 19.6377 | 0 | 30.3621 | 0
2023 | 10 | 23 | 12 | 46.0883 | 0 | 18.1015 | 0 | 27.9869 | 0
2023 | 10 | 23 | 13 | 47.3541 | 0 | 18.5986 | 0 | 28.7555 | 0
2023 | 10 | 23 | 14 | 46.7682 | 0 | 18.3685 | 0 | 28.3997 | 0
2023 | 10 | 23 | 15 | 47.5878 | 0 | 18.6904 | 0 | 28.8974 | 0
2023 | 10 | 23 | 16 | 50.721 | 0 | 19.921 | 0 | 30.8 | 0
2023 | 10 | 23 | 17 | 57.0569 | 0 | 22.4095 | 0 | 34.6475 | 0
2023 | 10 | 23 | 18 | 62.9624 | 0 | 24.7289 | 0 | 38.2336 | 0
2023 | 10 | 23 | 19 | 70.3368 | 0 | 27.6252 | 0 | 42.7116 | 0
2023 | 10 | 23 | 20 | 69.4798 | 0 | 27.2886 | 0 | 42.1912 | 0
2023 | 10 | 23 | 21 | 66.0265 | 0 | 25.9323 | 0 | 40.0942 | 0
2023 | 10 | 23 | 22 | 61.9347 | 0 | 24.3252 | 0 | 37.6095 | 0
2023 | 10 | 23 | 23 | 56.6556 | 0 | 22.2518 | 0 | 34.4038 | 0
2023 | 10 | 23 | 24 | 52.3316 | 0 | 20.5536 | 0 | 31.7781 | 0
2023 | 10 | 24 | 1 | 46.5189 | 0 | 18.2706 | 0 | 28.2484 | 0
2023 | 10 | 24 | 2 | 49.093 | 0 | 19.2816 | 0 | 29.8115 | 0
2023 | 10 | 24 | 3 | 49.1638 | 0 | 19.3094 | 0 | 29.8544 | 0
2023 | 10 | 24 | 4 | 49.4828 | 0 | 19.4347 | 0 | 30.0481 | 0
2023 | 10 | 24 | 5 | 50.1408 | 0 | 19.6931 | 0 | 30.4477 | 0
2023 | 10 | 24 | 6 | 52.2145 | 0 | 20.5076 | 0 | 31.707 | 0
2023 | 10 | 24 | 7 | 54.8032 | 0 | 21.5243 | 0 | 33.2789 | 0
2023 | 10 | 24 | 8 | 62.539 | 0 | 24.5626 | 0 | 37.9764 | 0
2023 | 10 | 24 | 9 | 63.8695 | 0 | 25.0851 | 0 | 38.7843 | 0
2023 | 10 | 24 | 10 | 60.8556 | 0 | 23.9014 | 0 | 36.9542 | 0
2023 | 10 | 24 | 11 | 57.0338 | 0 | 22.4004 | 0 | 34.6334 | 0
2023 | 10 | 24 | 12 | 53.9733 | 0 | 21.1983 | 0 | 32.775 | 0
2023 | 10 | 24 | 13 | 47.1205 | 0 | 18.5069 | 0 | 28.6137 | 0
2023 | 10 | 24 | 14 | 46.7865 | 0 | 18.3757 | 0 | 28.4108 | 0
2023 | 10 | 24 | 15 | 48.5516 | 0 | 19.0689 | 0 | 29.4826 | 0
2023 | 10 | 24 | 16 | 51.2133 | 0 | 20.1143 | 0 | 31.0989 | 0
2023 | 10 | 24 | 17 | 57.9645 | 0 | 22.7659 | 0 | 35.1986 | 0
2023 | 10 | 24 | 18 | 64.273 | 0 | 25.2436 | 0 | 39.0294 | 0
2023 | 10 | 24 | 19 | 69.9345 | 0 | 27.4672 | 0 | 42.4673 | 0
2023 | 10 | 24 | 20 | 69.7522 | 0 | 27.3956 | 0 | 42.3566 | 0
2023 | 10 | 24 | 21 | 66.6525 | 0 | 26.1782 | 0 | 40.4743 | 0
2023 | 10 | 24 | 22 | 62.6892 | 0 | 24.6215 | 0 | 38.0676 | 0
2023 | 10 | 24 | 23 | 57.1642 | 0 | 22.4516 | 0 | 34.7126 | 0
2023 | 10 | 24 | 24 | 52.5605 | 0 | 20.6435 | 0 | 31.9171 | 0
2023 | 10 | 25 | 1 | 51.7189 | 0 | 20.3129 | 0 | 31.406 | 0
2023 | 10 | 25 | 2 | 52.8075 | 0 | 20.7405 | 0 | 32.067 | 0
2023 | 10 | 25 | 3 | 52.3168 | 0 | 20.5477 | 0 | 31.7691 | 0
2023 | 10 | 25 | 4 | 52.2934 | 0 | 20.5386 | 0 | 31.7549 | 0
2023 | 10 | 25 | 5 | 53.1182 | 0 | 20.8625 | 0 | 32.2557 | 0
2023 | 10 | 25 | 6 | 55.139 | 0 | 21.6562 | 0 | 33.4828 | 0
2023 | 10 | 25 | 7 | 56.6103 | 0 | 22.234 | 0 | 34.3763 | 0
2023 | 10 | 25 | 8 | 64.339 | 0 | 25.2695 | 0 | 39.0695 | 0
2023 | 10 | 25 | 9 | 65.5645 | 0 | 25.7508 | 0 | 39.8136 | 0
2023 | 10 | 25 | 10 | 62.7518 | 0 | 24.6462 | 0 | 38.1057 | 0
2023 | 10 | 25 | 11 | 59.0773 | 0 | 23.2029 | 0 | 35.8743 | 0
2023 | 10 | 25 | 12 | 55.9584 | 0 | 21.978 | 0 | 33.9804 | 0
2023 | 10 | 25 | 13 | 46.4945 | 0 | 18.261 | 0 | 28.2335 | 0
2023 | 10 | 25 | 14 | 45.152 | 0 | 17.7337 | 0 | 27.4183 | 0
2023 | 10 | 25 | 15 | 45.9699 | 0 | 18.055 | 0 | 27.915 | 0
2023 | 10 | 25 | 16 | 49.1452 | 0 | 19.3021 | 0 | 29.8431 | 0
2023 | 10 | 25 | 17 | 56.7281 | 0 | 22.2803 | 0 | 34.4478 | 0
2023 | 10 | 25 | 18 | 65.3798 | 0 | 25.6783 | 0 | 39.7015 | 0
2023 | 10 | 25 | 19 | 73.6162 | 0 | 28.9132 | 0 | 44.703 | 0
2023 | 10 | 25 | 20 | 73.7285 | 0 | 28.9573 | 0 | 44.7712 | 0
2023 | 10 | 25 | 21 | 71.1693 | 0 | 27.9522 | 0 | 43.2171 | 0
2023 | 10 | 25 | 22 | 67.4272 | 0 | 26.4824 | 0 | 40.9447 | 0
2023 | 10 | 25 | 23 | 62.0564 | 0 | 24.373 | 0 | 37.6834 | 0
2023 | 10 | 25 | 24 | 57.3157 | 0 | 22.5111 | 0 | 34.8046 | 0
2023 | 10 | 26 | 1 | 53.4228 | 0 | 20.9821 | 0 | 32.4407 | 0
2023 | 10 | 26 | 2 | 54.3782 | 0 | 21.3574 | 0 | 33.0209 | 0
2023 | 10 | 26 | 3 | 54.1739 | 0 | 21.2771 | 0 | 32.8968 | 0
2023 | 10 | 26 | 4 | 54.4954 | 0 | 21.4034 | 0 | 33.092 | 0
2023 | 10 | 26 | 5 | 55.0149 | 0 | 21.6074 | 0 | 33.4075 | 0
2023 | 10 | 26 | 6 | 56.9594 | 0 | 22.3711 | 0 | 34.5882 | 0
2023 | 10 | 26 | 7 | 62.1638 | 0 | 24.4152 | 0 | 37.7486 | 0
2023 | 10 | 26 | 8 | 70.3678 | 0 | 27.6374 | 0 | 42.7304 | 0
2023 | 10 | 26 | 9 | 71.5449 | 0 | 28.0997 | 0 | 43.4452 | 0
2023 | 10 | 26 | 10 | 66.8524 | 0 | 26.2567 | 0 | 40.5957 | 0
2023 | 10 | 26 | 11 | 60.6468 | 0 | 23.8194 | 0 | 36.8274 | 0
2023 | 10 | 26 | 12 | 55.2433 | 0 | 21.6971 | 0 | 33.5461 | 0
2023 | 10 | 26 | 13 | 61.8993 | 0 | 24.3113 | 0 | 37.588 | 0
2023 | 10 | 26 | 14 | 61.3637 | 0 | 24.101 | 0 | 37.2628 | 0
2023 | 10 | 26 | 15 | 61.6746 | 0 | 24.2231 | 0 | 37.4515 | 0
2023 | 10 | 26 | 16 | 63.6782 | 0 | 25.01 | 0 | 38.6682 | 0
2023 | 10 | 26 | 17 | 68.4559 | 0 | 26.8865 | 0 | 41.5695 | 0
2023 | 10 | 26 | 18 | 73.1194 | 0 | 28.7181 | 0 | 44.4013 | 0
2023 | 10 | 26 | 19 | 74.2427 | 0 | 29.1593 | 0 | 45.0834 | 0
2023 | 10 | 26 | 20 | 73.4247 | 0 | 28.838 | 0 | 44.5867 | 0
2023 | 10 | 26 | 21 | 70.1964 | 0 | 27.5701 | 0 | 42.6264 | 0
2023 | 10 | 26 | 22 | 66.1854 | 0 | 25.9947 | 0 | 40.1907 | 0
2023 | 10 | 26 | 23 | 60.6622 | 0 | 23.8254 | 0 | 36.8367 | 0
2023 | 10 | 26 | 24 | 56.0138 | 0 | 21.9998 | 0 | 34.014 | 0
2023 | 10 | 27 | 1 | 54.9031 | 0 | 21.5635 | 0 | 33.3396 | 0
2023 | 10 | 27 | 2 | 47.704 | 0 | 18.736 | 0 | 28.968 | 0
2023 | 10 | 27 | 3 | 46.9439 | 0 | 18.4375 | 0 | 28.5064 | 0
2023 | 10 | 27 | 4 | 47.0139 | 0 | 18.465 | 0 | 28.5489 | 0
2023 | 10 | 27 | 5 | 47.569 | 0 | 18.683 | 0 | 28.886 | 0
2023 | 10 | 27 | 6 | 49.6824 | 0 | 19.5131 | 0 | 30.1693 | 0
2023 | 10 | 27 | 7 | 57.7047 | 0 | 22.6639 | 0 | 35.0408 | 0
2023 | 10 | 27 | 8 | 65.4764 | 0 | 25.7163 | 0 | 39.7602 | 0
2023 | 10 | 27 | 9 | 68.7282 | 0 | 26.9934 | 0 | 41.7348 | 0
2023 | 10 | 27 | 10 | 68.7764 | 0 | 27.0123 | 0 | 41.7641 | 0
2023 | 10 | 27 | 11 | 67.14 | 0 | 26.3696 | 0 | 40.7704 | 0
2023 | 10 | 27 | 12 | 64.0562 | 0 | 25.1584 | 0 | 38.8977 | 0
2023 | 10 | 27 | 13 | 67.1561 | 0 | 26.376 | 0 | 40.7802 | 0
2023 | 10 | 27 | 14 | 66.9835 | 0 | 26.3082 | 0 | 40.6754 | 0
2023 | 10 | 27 | 15 | 67.5036 | 0 | 26.5124 | 0 | 40.9911 | 0
2023 | 10 | 27 | 16 | 68.4242 | 0 | 26.874 | 0 | 41.5502 | 0
2023 | 10 | 27 | 17 | 72.0151 | 0 | 28.2844 | 0 | 43.7308 | 0
2023 | 10 | 27 | 18 | 74.7021 | 0 | 29.3397 | 0 | 45.3624 | 0
2023 | 10 | 27 | 19 | 73.3964 | 0 | 28.8269 | 0 | 44.5695 | 0
2023 | 10 | 27 | 20 | 72.0338 | 0 | 28.2917 | 0 | 43.7421 | 0
2023 | 10 | 27 | 21 | 68.401 | 0 | 26.8649 | 0 | 41.5361 | 0
2023 | 10 | 27 | 22 | 64.9683 | 0 | 25.5167 | 0 | 39.4516 | 0
2023 | 10 | 27 | 23 | 60.2665 | 0 | 23.67 | 0 | 36.5965 | 0
2023 | 10 | 27 | 24 | 55.9548 | 0 | 21.9766 | 0 | 33.9782 | 0
2023 | 10 | 28 | 1 | 51.7044 | 0 | 20.3072 | 0 | 31.3972 | 0
2023 | 10 | 28 | 2 | 47.9823 | 0 | 18.8454 | 0 | 29.137 | 0
2023 | 10 | 28 | 3 | 46.8421 | 0 | 18.3975 | 0 | 28.4446 | 0
2023 | 10 | 28 | 4 | 46.3005 | 0 | 18.1848 | 0 | 28.1157 | 0
2023 | 10 | 28 | 5 | 46.2822 | 0 | 18.1776 | 0 | 28.1046 | 0
2023 | 10 | 28 | 6 | 48.009 | 0 | 18.8558 | 0 | 29.1532 | 0
2023 | 10 | 28 | 7 | 55.2236 | 0 | 21.6894 | 0 | 33.5342 | 0
2023 | 10 | 28 | 8 | 59.8772 | 0 | 23.5171 | 0 | 36.3601 | 0
2023 | 10 | 28 | 9 | 59.7998 | 0 | 23.4867 | 0 | 36.3131 | 0
2023 | 10 | 28 | 10 | 56.1374 | 0 | 22.0483 | 0 | 34.0891 | 0
2023 | 10 | 28 | 11 | 50.9868 | 0 | 20.0254 | 0 | 30.9614 | 0
2023 | 10 | 28 | 12 | 46.9133 | 0 | 18.4255 | 0 | 28.4878 | 0
2023 | 10 | 28 | 13 | 50.0354 | 0 | 19.6517 | 0 | 30.3837 | 0
2023 | 10 | 28 | 14 | 47.8828 | 0 | 18.8063 | 0 | 29.0766 | 0
2023 | 10 | 28 | 15 | 47.8054 | 0 | 18.7759 | 0 | 29.0296 | 0
2023 | 10 | 28 | 16 | 51.2427 | 0 | 20.1259 | 0 | 31.1168 | 0
2023 | 10 | 28 | 17 | 58.8122 | 0 | 23.0988 | 0 | 35.7134 | 0
2023 | 10 | 28 | 18 | 66.4198 | 0 | 26.0868 | 0 | 40.333 | 0
2023 | 10 | 28 | 19 | 69.8076 | 0 | 27.4174 | 0 | 42.3902 | 0
2023 | 10 | 28 | 20 | 68.2564 | 0 | 26.8081 | 0 | 41.4483 | 0
2023 | 10 | 28 | 21 | 64.1321 | 0 | 25.1883 | 0 | 38.9439 | 0
2023 | 10 | 28 | 22 | 59.8068 | 0 | 23.4895 | 0 | 36.3173 | 0
2023 | 10 | 28 | 23 | 55.6651 | 0 | 21.8628 | 0 | 33.8023 | 0
2023 | 10 | 28 | 24 | 52.3689 | 0 | 20.5682 | 0 | 31.8007 | 0
2023 | 10 | 29 | 1 | 48.0756 | 0 | 18.882 | 0 | 29.1936 | 0
2023 | 10 | 29 | 2 | 41.656 | 0 | 16.3607 | 0 | 25.2954 | 0
2023 | 10 | 29 | 3 | 40.425 | 0 | 15.8772 | 0 | 24.5479 | 0
2023 | 10 | 29 | 4 | 39.6126 | 0 | 15.5581 | 0 | 24.0545 | 0
2023 | 10 | 29 | 5 | 39.4343 | 0 | 15.4881 | 0 | 23.9462 | 0
2023 | 10 | 29 | 6 | 40.5713 | 0 | 15.9346 | 0 | 24.6367 | 0
2023 | 10 | 29 | 7 | 40.5151 | 0 | 15.9126 | 0 | 24.6026 | 0
2023 | 10 | 29 | 8 | 44.4831 | 0 | 17.471 | 0 | 27.0121 | 0
2023 | 10 | 29 | 9 | 46.9165 | 0 | 18.4267 | 0 | 28.4897 | 0
2023 | 10 | 29 | 10 | 47.454 | 0 | 18.6379 | 0 | 28.8162 | 0
2023 | 10 | 29 | 11 | 46.5707 | 0 | 18.2909 | 0 | 28.2798 | 0
2023 | 10 | 29 | 12 | 44.7681 | 0 | 17.5829 | 0 | 27.1851 | 0
2023 | 10 | 29 | 13 | 39.4245 | 0 | 15.4842 | 0 | 23.9403 | 0
2023 | 10 | 29 | 14 | 38.0314 | 0 | 14.9371 | 0 | 23.0943 | 0
2023 | 10 | 29 | 15 | 38.1339 | 0 | 14.9773 | 0 | 23.1566 | 0
2023 | 10 | 29 | 16 | 43.0242 | 0 | 16.898 | 0 | 26.1262 | 0
2023 | 10 | 29 | 17 | 50.4832 | 0 | 19.8276 | 0 | 30.6556 | 0
2023 | 10 | 29 | 18 | 58.2246 | 0 | 22.8681 | 0 | 35.3565 | 0
2023 | 10 | 29 | 19 | 66.7376 | 0 | 26.2116 | 0 | 40.526 | 0
2023 | 10 | 29 | 20 | 65.0033 | 0 | 25.5304 | 0 | 39.4729 | 0
2023 | 10 | 29 | 21 | 62.2118 | 0 | 24.434 | 0 | 37.7777 | 0
2023 | 10 | 29 | 22 | 57.864 | 0 | 22.7264 | 0 | 35.1376 | 0
2023 | 10 | 29 | 23 | 53.469 | 0 | 21.0003 | 0 | 32.4687 | 0
2023 | 10 | 29 | 24 | 50.7202 | 0 | 19.9207 | 0 | 30.7995 | 0
2023 | 10 | 30 | 1 | 44.3772 | 0 | 17.4294 | 0 | 26.9478 | 0
2023 | 10 | 30 | 2 | 50.0871 | 0 | 19.672 | 0 | 30.4151 | 0
2023 | 10 | 30 | 3 | 50.2882 | 0 | 19.751 | 0 | 30.5372 | 0
2023 | 10 | 30 | 4 | 50.7696 | 0 | 19.9401 | 0 | 30.8295 | 0
2023 | 10 | 30 | 5 | 51.6065 | 0 | 20.2688 | 0 | 31.3378 | 0
2023 | 10 | 30 | 6 | 53.3044 | 0 | 20.9356 | 0 | 32.3688 | 0
2023 | 10 | 30 | 7 | 57.7291 | 0 | 22.6734 | 0 | 35.0556 | 0
2023 | 10 | 30 | 8 | 66.353 | 0 | 26.0605 | 0 | 40.2925 | 0
2023 | 10 | 30 | 9 | 69.393 | 0 | 27.2545 | 0 | 42.1385 | 0
2023 | 10 | 30 | 10 | 69.7719 | 0 | 27.4033 | 0 | 42.3686 | 0
2023 | 10 | 30 | 11 | 69.0338 | 0 | 27.1134 | 0 | 41.9204 | 0
2023 | 10 | 30 | 12 | 66.9658 | 0 | 26.3012 | 0 | 40.6646 | 0
2023 | 10 | 30 | 13 | 65.2908 | 0 | 25.6434 | 0 | 39.6474 | 0
2023 | 10 | 30 | 14 | 65.9902 | 0 | 25.9181 | 0 | 40.0722 | 0
2023 | 10 | 30 | 15 | 67.3524 | 0 | 26.4531 | 0 | 40.8994 | 0
2023 | 10 | 30 | 16 | 69.4451 | 0 | 27.275 | 0 | 42.1701 | 0
2023 | 10 | 30 | 17 | 74.3206 | 0 | 29.1899 | 0 | 45.1308 | 0
2023 | 10 | 30 | 18 | 77.7873 | 0 | 30.5514 | 0 | 47.2359 | 0
2023 | 10 | 30 | 19 | 71.6845 | 0 | 28.1545 | 0 | 43.53 | 0
2023 | 10 | 30 | 20 | 71.1051 | 0 | 27.927 | 0 | 43.1781 | 0
2023 | 10 | 30 | 21 | 68.429 | 0 | 26.8759 | 0 | 41.5531 | 0
2023 | 10 | 30 | 22 | 64.7069 | 0 | 25.414 | 0 | 39.2929 | 0
2023 | 10 | 30 | 23 | 59.604 | 0 | 23.4098 | 0 | 36.1942 | 0
2023 | 10 | 30 | 24 | 55.404 | 0 | 21.7603 | 0 | 33.6437 | 0
2023 | 10 | 31 | 1 | 54.57 | 0 | 21.4327 | 0 | 33.1373 | 0
2023 | 10 | 31 | 2 | 52.4268 | 0 | 20.591 | 0 | 31.8359 | 0
2023 | 10 | 31 | 3 | 52.3333 | 0 | 20.5542 | 0 | 31.7791 | 0
2023 | 10 | 31 | 4 | 52.6205 | 0 | 20.667 | 0 | 31.9535 | 0
2023 | 10 | 31 | 5 | 53.3378 | 0 | 20.9487 | 0 | 32.389 | 0
2023 | 10 | 31 | 6 | 55.7598 | 0 | 21.9 | 0 | 33.8598 | 0
2023 | 10 | 31 | 7 | 61.6869 | 0 | 24.2279 | 0 | 37.459 | 0
2023 | 10 | 31 | 8 | 69.4172 | 0 | 27.264 | 0 | 42.1532 | 0
2023 | 10 | 31 | 9 | 69.6866 | 0 | 27.3698 | 0 | 42.3168 | 0
2023 | 10 | 31 | 10 | 62.8767 | 0 | 24.6952 | 0 | 38.1815 | 0
2023 | 10 | 31 | 11 | 55.28 | 0 | 21.7116 | 0 | 33.5685 | 0
2023 | 10 | 31 | 12 | 48.5664 | 0 | 19.0747 | 0 | 29.4916 | 0
2023 | 10 | 31 | 13 | 54.5589 | 0 | 21.4284 | 0 | 33.1306 | 0
2023 | 10 | 31 | 14 | 53.5541 | 0 | 21.0337 | 0 | 32.5204 | 0
2023 | 10 | 31 | 15 | 53.8024 | 0 | 21.1312 | 0 | 32.6712 | 0
2023 | 10 | 31 | 16 | 57.1334 | 0 | 22.4395 | 0 | 34.6939 | 0
2023 | 10 | 31 | 17 | 64.0406 | 0 | 25.1523 | 0 | 38.8883 | 0
2023 | 10 | 31 | 18 | 71.0072 | 0 | 27.8885 | 0 | 43.1187 | 0
2023 | 10 | 31 | 19 | 73.8218 | 0 | 28.994 | 0 | 44.8279 | 0
2023 | 10 | 31 | 20 | 73.5235 | 0 | 28.8768 | 0 | 44.6467 | 0
2023 | 10 | 31 | 21 | 70.2279 | 0 | 27.5824 | 0 | 42.6455 | 0
2023 | 10 | 31 | 22 | 66.5198 | 0 | 26.1261 | 0 | 40.3938 | 0
2023 | 10 | 31 | 23 | 61.2166 | 0 | 24.0432 | 0 | 37.1734 | 0
2023 | 10 | 31 | 24 | 56.2466 | 0 | 22.0912 | 0 | 34.1554 | 0
2023 | 11 | 1 | 1 | 51.7443 | 0 | 20.3229 | 0 | 31.4214 | 0
2023 | 11 | 1 | 2 | 49.9115 | 0 | 19.6031 | 0 | 30.3085 | 0
2023 | 11 | 1 | 3 | 48.9506 | 0 | 19.2256 | 0 | 29.7249 | 0
2023 | 11 | 1 | 4 | 47.5808 | 0 | 18.6877 | 0 | 28.8932 | 0
2023 | 11 | 1 | 5 | 48.5452 | 0 | 19.0664 | 0 | 29.4788 | 0
2023 | 11 | 1 | 6 | 50.5954 | 0 | 19.8717 | 0 | 30.7238 | 0
2023 | 11 | 1 | 7 | 56.7536 | 0 | 22.2903 | 0 | 34.4633 | 0
2023 | 11 | 1 | 8 | 63.2066 | 0 | 24.8248 | 0 | 38.3818 | 0
2023 | 11 | 1 | 9 | 64.1473 | 0 | 25.1942 | 0 | 38.953 | 0
2023 | 11 | 1 | 10 | 59.2332 | 0 | 23.2642 | 0 | 35.969 | 0
2023 | 11 | 1 | 11 | 55.4682 | 0 | 21.7855 | 0 | 33.6827 | 0
2023 | 11 | 1 | 12 | 52.5418 | 0 | 20.6361 | 0 | 31.9057 | 0
2023 | 11 | 1 | 13 | 46.6621 | 0 | 18.3268 | 0 | 28.3353 | 0
2023 | 11 | 1 | 14 | 43.1831 | 0 | 16.9604 | 0 | 26.2227 | 0
2023 | 11 | 1 | 15 | 42.8342 | 0 | 16.8234 | 0 | 26.0108 | 0
2023 | 11 | 1 | 16 | 46.2657 | 0 | 18.1711 | 0 | 28.0945 | 0
2023 | 11 | 1 | 17 | 54.117 | 0 | 21.2548 | 0 | 32.8622 | 0
2023 | 11 | 1 | 18 | 61.7516 | 0 | 24.2533 | 0 | 37.4983 | 0
2023 | 11 | 1 | 19 | 64.1011 | 0 | 25.1761 | 0 | 38.925 | 0
2023 | 11 | 1 | 20 | 63.0815 | 0 | 24.7756 | 0 | 38.3058 | 0
2023 | 11 | 1 | 21 | 61.3337 | 0 | 24.0892 | 0 | 37.2445 | 0
2023 | 11 | 1 | 22 | 56.5883 | 0 | 22.2254 | 0 | 34.3629 | 0
2023 | 11 | 1 | 23 | 51.6838 | 0 | 20.2991 | 0 | 31.3847 | 0
2023 | 11 | 1 | 24 | 47.7797 | 0 | 18.7658 | 0 | 29.0139 | 0
2023 | 11 | 2 | 1 | 46.0155 | 0 | 18.0729 | 0 | 27.9426 | 0
2023 | 11 | 2 | 2 | 46.4699 | 0 | 18.2513 | 0 | 28.2185 | 0
2023 | 11 | 2 | 3 | 45.7334 | 0 | 17.9621 | 0 | 27.7713 | 0
2023 | 11 | 2 | 4 | 44.8634 | 0 | 17.6204 | 0 | 27.243 | 0
2023 | 11 | 2 | 5 | 45.5264 | 0 | 17.8808 | 0 | 27.6456 | 0
2023 | 11 | 2 | 6 | 47.5332 | 0 | 18.669 | 0 | 28.8642 | 0
2023 | 11 | 2 | 7 | 58.6436 | 0 | 23.0326 | 0 | 35.611 | 0
2023 | 11 | 2 | 8 | 65.8249 | 0 | 25.8531 | 0 | 39.9718 | 0
2023 | 11 | 2 | 9 | 68.0461 | 0 | 26.7255 | 0 | 41.3206 | 0
2023 | 11 | 2 | 10 | 64.1494 | 0 | 25.1951 | 0 | 38.9543 | 0
2023 | 11 | 2 | 11 | 60.4534 | 0 | 23.7434 | 0 | 36.7099 | 0
2023 | 11 | 2 | 12 | 56.5547 | 0 | 22.2122 | 0 | 34.3425 | 0
2023 | 11 | 2 | 13 | 55.7508 | 0 | 21.8965 | 0 | 33.8544 | 0
2023 | 11 | 2 | 14 | 54.2216 | 0 | 21.2959 | 0 | 32.9258 | 0
2023 | 11 | 2 | 15 | 54.9146 | 0 | 21.568 | 0 | 33.3466 | 0
2023 | 11 | 2 | 16 | 58.786 | 0 | 23.0886 | 0 | 35.6974 | 0
2023 | 11 | 2 | 17 | 66.2708 | 0 | 26.0283 | 0 | 40.2426 | 0
2023 | 11 | 2 | 18 | 73.2762 | 0 | 28.7797 | 0 | 44.4966 | 0
2023 | 11 | 2 | 19 | 73.3483 | 0 | 28.808 | 0 | 44.5403 | 0
2023 | 11 | 2 | 20 | 73.2048 | 0 | 28.7516 | 0 | 44.4532 | 0
2023 | 11 | 2 | 21 | 71.1212 | 0 | 27.9333 | 0 | 43.1879 | 0
2023 | 11 | 2 | 22 | 65.825 | 0 | 25.8532 | 0 | 39.9719 | 0
2023 | 11 | 2 | 23 | 60.1279 | 0 | 23.6156 | 0 | 36.5123 | 0
2023 | 11 | 2 | 24 | 55.5765 | 0 | 21.828 | 0 | 33.7485 | 0
2023 | 11 | 3 | 1 | 48.6804 | 0 | 19.1195 | 0 | 29.5609 | 0
2023 | 11 | 3 | 2 | 50.4984 | 0 | 19.8336 | 0 | 30.6649 | 0
2023 | 11 | 3 | 3 | 49.5851 | 0 | 19.4749 | 0 | 30.1103 | 0
2023 | 11 | 3 | 4 | 48.763 | 0 | 19.1519 | 0 | 29.611 | 0
2023 | 11 | 3 | 5 | 49.9386 | 0 | 19.6137 | 0 | 30.3249 | 0
2023 | 11 | 3 | 6 | 51.7904 | 0 | 20.341 | 0 | 31.4494 | 0
2023 | 11 | 3 | 7 | 56.4473 | 0 | 22.17 | 0 | 34.2773 | 0
2023 | 11 | 3 | 8 | 63.9603 | 0 | 25.1208 | 0 | 38.8395 | 0
2023 | 11 | 3 | 9 | 66.6275 | 0 | 26.1684 | 0 | 40.4592 | 0
2023 | 11 | 3 | 10 | 64.8336 | 0 | 25.4638 | 0 | 39.3698 | 0
2023 | 11 | 3 | 11 | 63.8313 | 0 | 25.0701 | 0 | 38.7612 | 0
2023 | 11 | 3 | 12 | 61.4335 | 0 | 24.1284 | 0 | 37.3051 | 0
2023 | 11 | 3 | 13 | 53.8961 | 0 | 21.168 | 0 | 32.7281 | 0
2023 | 11 | 3 | 14 | 52.4534 | 0 | 20.6014 | 0 | 31.852 | 0
2023 | 11 | 3 | 15 | 53.4466 | 0 | 20.9915 | 0 | 32.4551 | 0
2023 | 11 | 3 | 16 | 56.0766 | 0 | 22.0244 | 0 | 34.0522 | 0
2023 | 11 | 3 | 17 | 62.3909 | 0 | 24.5044 | 0 | 37.8865 | 0
2023 | 11 | 3 | 18 | 68.4747 | 0 | 26.8938 | 0 | 41.5808 | 0
2023 | 11 | 3 | 19 | 66.9996 | 0 | 26.3145 | 0 | 40.6851 | 0
2023 | 11 | 3 | 20 | 66.3053 | 0 | 26.0418 | 0 | 40.2635 | 0
2023 | 11 | 3 | 21 | 63.8012 | 0 | 25.0583 | 0 | 38.7429 | 0
2023 | 11 | 3 | 22 | 60.0182 | 0 | 23.5725 | 0 | 36.4457 | 0
2023 | 11 | 3 | 23 | 55.7504 | 0 | 21.8963 | 0 | 33.8541 | 0
2023 | 11 | 3 | 24 | 51.6023 | 0 | 20.2671 | 0 | 31.3352 | 0
2023 | 11 | 4 | 1 | 50.2206 | 0 | 19.7244 | 0 | 30.4961 | 0
2023 | 11 | 4 | 2 | 45.0301 | 0 | 17.6859 | 0 | 27.3443 | 0
2023 | 11 | 4 | 3 | 44.7082 | 0 | 17.5594 | 0 | 27.1488 | 0
2023 | 11 | 4 | 4 | 44.0735 | 0 | 17.3101 | 0 | 26.7634 | 0
2023 | 11 | 4 | 5 | 44.4563 | 0 | 17.4605 | 0 | 26.9958 | 0
2023 | 11 | 4 | 6 | 46.1584 | 0 | 18.129 | 0 | 28.0294 | 0
2023 | 11 | 4 | 7 | 51.256 | 0 | 20.1311 | 0 | 31.1249 | 0
2023 | 11 | 4 | 8 | 56.8409 | 0 | 22.3246 | 0 | 34.5163 | 0
2023 | 11 | 4 | 9 | 58.8182 | 0 | 23.1012 | 0 | 35.717 | 0
2023 | 11 | 4 | 10 | 53.6294 | 0 | 21.0633 | 0 | 32.5661 | 0
2023 | 11 | 4 | 11 | 47.9291 | 0 | 18.8244 | 0 | 29.1047 | 0
2023 | 11 | 4 | 12 | 45.1508 | 0 | 17.7332 | 0 | 27.4176 | 0
2023 | 11 | 4 | 13 | 55.8176 | 0 | 21.9227 | 0 | 33.8949 | 0
2023 | 11 | 4 | 14 | 51.9791 | 0 | 20.4151 | 0 | 31.564 | 0
2023 | 11 | 4 | 15 | 51.6275 | 0 | 20.277 | 0 | 31.3505 | 0
2023 | 11 | 4 | 16 | 52.1601 | 0 | 20.4862 | 0 | 31.6739 | 0
2023 | 11 | 4 | 17 | 58.5173 | 0 | 22.983 | 0 | 35.5342 | 0
2023 | 11 | 4 | 18 | 67.2368 | 0 | 26.4077 | 0 | 40.8291 | 0
2023 | 11 | 4 | 19 | 66.1747 | 0 | 25.9905 | 0 | 40.1842 | 0
2023 | 11 | 4 | 20 | 66.2531 | 0 | 26.0213 | 0 | 40.2318 | 0
2023 | 11 | 4 | 21 | 63.3876 | 0 | 24.8959 | 0 | 38.4917 | 0
2023 | 11 | 4 | 22 | 58.4893 | 0 | 22.972 | 0 | 35.5172 | 0
2023 | 11 | 4 | 23 | 54.6231 | 0 | 21.4535 | 0 | 33.1695 | 0
2023 | 11 | 4 | 24 | 51.1136 | 0 | 20.0752 | 0 | 31.0384 | 0
2023 | 11 | 5 | 1 | 46.9165 | 0 | 18.4268 | 0 | 28.4898 | 0
2023 | 11 | 5 | 2 | 46.8255 | 0 | 18.391 | 0 | 28.4345 | 0
2023 | 11 | 5 | 3 | 45.065 | 0 | 17.6995 | 0 | 27.3654 | 0
2023 | 11 | 5 | 4 | 44.1042 | 0 | 17.3222 | 0 | 26.782 | 0
2023 | 11 | 5 | 5 | 43.8194 | 0 | 17.2103 | 0 | 26.609 | 0
2023 | 11 | 5 | 6 | 44.0851 | 0 | 17.3147 | 0 | 26.7704 | 0
2023 | 11 | 5 | 7 | 44.4879 | 0 | 17.4729 | 0 | 27.015 | 0
2023 | 11 | 5 | 8 | 48.0405 | 0 | 18.8682 | 0 | 29.1723 | 0
2023 | 11 | 5 | 9 | 52.0978 | 0 | 20.4617 | 0 | 31.6361 | 0
2023 | 11 | 5 | 10 | 49.9338 | 0 | 19.6118 | 0 | 30.322 | 0
2023 | 11 | 5 | 11 | 42.8248 | 0 | 16.8197 | 0 | 26.0051 | 0
2023 | 11 | 5 | 12 | 37.4569 | 0 | 14.7114 | 0 | 22.7455 | 0
2023 | 11 | 5 | 13 | 37.5997 | 0 | 14.7675 | 0 | 22.8322 | 0
2023 | 11 | 5 | 14 | 35.4478 | 0 | 13.9223 | 0 | 21.5255 | 0
2023 | 11 | 5 | 15 | 36.1443 | 0 | 14.1959 | 0 | 21.9484 | 0
2023 | 11 | 5 | 16 | 39.8388 | 0 | 15.6469 | 0 | 24.1919 | 0
2023 | 11 | 5 | 17 | 48.7576 | 0 | 19.1498 | 0 | 29.6078 | 0
2023 | 11 | 5 | 18 | 60.9672 | 0 | 23.9452 | 0 | 37.022 | 0
2023 | 11 | 5 | 19 | 64.8642 | 0 | 25.4758 | 0 | 39.3884 | 0
2023 | 11 | 5 | 20 | 63.3645 | 0 | 24.8868 | 0 | 38.4777 | 0
2023 | 11 | 5 | 21 | 61.8813 | 0 | 24.3043 | 0 | 37.577 | 0
2023 | 11 | 5 | 22 | 59.1631 | 0 | 23.2367 | 0 | 35.9264 | 0
2023 | 11 | 5 | 23 | 56.5025 | 0 | 22.1917 | 0 | 34.3108 | 0
2023 | 11 | 5 | 24 | 52.3735 | 0 | 20.57 | 0 | 31.8035 | 0
2023 | 11 | 6 | 1 | 46.6095 | 0 | 18.3062 | 0 | 28.3033 | 0
2023 | 11 | 6 | 2 | 50.0969 | 0 | 19.6759 | 0 | 30.421 | 0
2023 | 11 | 6 | 3 | 49.4473 | 0 | 19.4207 | 0 | 30.0266 | 0
2023 | 11 | 6 | 4 | 49.5224 | 0 | 19.4502 | 0 | 30.0722 | 0
2023 | 11 | 6 | 5 | 49.9668 | 0 | 19.6248 | 0 | 30.342 | 0
2023 | 11 | 6 | 6 | 50.6708 | 0 | 19.9013 | 0 | 30.7695 | 0
2023 | 11 | 6 | 7 | 55.558 | 0 | 21.8207 | 0 | 33.7372 | 0
2023 | 11 | 6 | 8 | 62.3903 | 0 | 24.5042 | 0 | 37.8861 | 0
2023 | 11 | 6 | 9 | 66.2645 | 0 | 26.0258 | 0 | 40.2387 | 0
2023 | 11 | 6 | 10 | 61.5167 | 0 | 24.161 | 0 | 37.3556 | 0
2023 | 11 | 6 | 11 | 54.2488 | 0 | 21.3066 | 0 | 32.9423 | 0
2023 | 11 | 6 | 12 | 48.9067 | 0 | 19.2084 | 0 | 29.6983 | 0
2023 | 11 | 6 | 13 | 39.9479 | 0 | 15.6898 | 0 | 24.2581 | 0
2023 | 11 | 6 | 14 | 39.7685 | 0 | 15.6193 | 0 | 24.1492 | 0
2023 | 11 | 6 | 15 | 41.6264 | 0 | 16.349 | 0 | 25.2774 | 0
2023 | 11 | 6 | 16 | 46.0122 | 0 | 18.0716 | 0 | 27.9406 | 0
2023 | 11 | 6 | 17 | 54.6991 | 0 | 21.4834 | 0 | 33.2157 | 0
2023 | 11 | 6 | 18 | 68.1809 | 0 | 26.7785 | 0 | 41.4024 | 0
2023 | 11 | 6 | 19 | 77.3265 | 0 | 30.3705 | 0 | 46.9561 | 0
2023 | 11 | 6 | 20 | 77.4184 | 0 | 30.4065 | 0 | 47.0118 | 0
2023 | 11 | 6 | 21 | 75.4544 | 0 | 29.6352 | 0 | 45.8193 | 0
2023 | 11 | 6 | 22 | 72.3193 | 0 | 28.4039 | 0 | 43.9155 | 0
2023 | 11 | 6 | 23 | 68.1238 | 0 | 26.756 | 0 | 41.3678 | 0
2023 | 11 | 6 | 24 | 62.7108 | 0 | 24.6301 | 0 | 38.0808 | 0
2023 | 11 | 7 | 1 | 52.7355 | 0 | 20.7122 | 0 | 32.0233 | 0
2023 | 11 | 7 | 2 | 56.3375 | 0 | 22.1269 | 0 | 34.2106 | 0
2023 | 11 | 7 | 3 | 55.0789 | 0 | 21.6326 | 0 | 33.4463 | 0
2023 | 11 | 7 | 4 | 54.6371 | 0 | 21.459 | 0 | 33.178 | 0
2023 | 11 | 7 | 5 | 54.9175 | 0 | 21.5692 | 0 | 33.3483 | 0
2023 | 11 | 7 | 6 | 55.4922 | 0 | 21.7949 | 0 | 33.6973 | 0
2023 | 11 | 7 | 7 | 58.3907 | 0 | 22.9333 | 0 | 35.4574 | 0
2023 | 11 | 7 | 8 | 64.4944 | 0 | 25.3306 | 0 | 39.1639 | 0
2023 | 11 | 7 | 9 | 67.351 | 0 | 26.4525 | 0 | 40.8985 | 0
2023 | 11 | 7 | 10 | 60.5888 | 0 | 23.7966 | 0 | 36.7922 | 0
2023 | 11 | 7 | 11 | 51.598 | 0 | 20.2654 | 0 | 31.3326 | 0
2023 | 11 | 7 | 12 | 45.2372 | 0 | 17.7672 | 0 | 27.47 | 0
2023 | 11 | 7 | 13 | 33.8713 | 0 | 13.3032 | 0 | 20.5682 | 0
2023 | 11 | 7 | 14 | 32.1918 | 0 | 12.6435 | 0 | 19.5483 | 0
2023 | 11 | 7 | 15 | 34.0176 | 0 | 13.3606 | 0 | 20.657 | 0
2023 | 11 | 7 | 16 | 38.9743 | 0 | 15.3074 | 0 | 23.6669 | 0
2023 | 11 | 7 | 17 | 48.31 | 0 | 18.9741 | 0 | 29.336 | 0
2023 | 11 | 7 | 18 | 62.6964 | 0 | 24.6244 | 0 | 38.072 | 0
2023 | 11 | 7 | 19 | 73.7228 | 0 | 28.9551 | 0 | 44.7677 | 0
2023 | 11 | 7 | 20 | 73.5323 | 0 | 28.8803 | 0 | 44.652 | 0
2023 | 11 | 7 | 21 | 71.6291 | 0 | 28.1327 | 0 | 43.4963 | 0
2023 | 11 | 7 | 22 | 68.594 | 0 | 26.9407 | 0 | 41.6533 | 0
2023 | 11 | 7 | 23 | 64.4012 | 0 | 25.2939 | 0 | 39.1072 | 0
2023 | 11 | 7 | 24 | 58.8819 | 0 | 23.1262 | 0 | 35.7557 | 0
2023 | 11 | 8 | 1 | 50.896 | 0 | 19.9897 | 0 | 30.9063 | 0
2023 | 11 | 8 | 2 | 50.4068 | 0 | 19.7976 | 0 | 30.6092 | 0
2023 | 11 | 8 | 3 | 49.1018 | 0 | 19.285 | 0 | 29.8168 | 0
2023 | 11 | 8 | 4 | 48.5768 | 0 | 19.0788 | 0 | 29.498 | 0
2023 | 11 | 8 | 5 | 49.1261 | 0 | 19.2946 | 0 | 29.8315 | 0
2023 | 11 | 8 | 6 | 49.6986 | 0 | 19.5194 | 0 | 30.1792 | 0
2023 | 11 | 8 | 7 | 49.2575 | 0 | 19.3462 | 0 | 29.9113 | 0
2023 | 11 | 8 | 8 | 55.7727 | 0 | 21.9051 | 0 | 33.8676 | 0
2023 | 11 | 8 | 9 | 60.4031 | 0 | 23.7237 | 0 | 36.6794 | 0
2023 | 11 | 8 | 10 | 57.0591 | 0 | 22.4103 | 0 | 34.6488 | 0
2023 | 11 | 8 | 11 | 51.47 | 0 | 20.2152 | 0 | 31.2549 | 0
2023 | 11 | 8 | 12 | 46.7332 | 0 | 18.3548 | 0 | 28.3785 | 0
2023 | 11 | 8 | 13 | 45.4226 | 0 | 17.84 | 0 | 27.5826 | 0
2023 | 11 | 8 | 14 | 44.3553 | 0 | 17.4208 | 0 | 26.9345 | 0
2023 | 11 | 8 | 15 | 44.8912 | 0 | 17.6313 | 0 | 27.2599 | 0
2023 | 11 | 8 | 16 | 47.7316 | 0 | 18.7469 | 0 | 28.9847 | 0
2023 | 11 | 8 | 17 | 53.7034 | 0 | 21.0923 | 0 | 32.6111 | 0
2023 | 11 | 8 | 18 | 63.04 | 0 | 24.7593 | 0 | 38.2806 | 0
2023 | 11 | 8 | 19 | 71.1049 | 0 | 27.9269 | 0 | 43.178 | 0
2023 | 11 | 8 | 20 | 69.9115 | 0 | 27.4582 | 0 | 42.4533 | 0
2023 | 11 | 8 | 21 | 68.1042 | 0 | 26.7483 | 0 | 41.3559 | 0
2023 | 11 | 8 | 22 | 64.9367 | 0 | 25.5043 | 0 | 39.4324 | 0
2023 | 11 | 8 | 23 | 60.9257 | 0 | 23.9289 | 0 | 36.9968 | 0
2023 | 11 | 8 | 24 | 55.8534 | 0 | 21.9368 | 0 | 33.9167 | 0
2023 | 11 | 9 | 1 | 48.2932 | 0 | 18.9674 | 0 | 29.3257 | 0
2023 | 11 | 9 | 2 | 48.709 | 0 | 19.1308 | 0 | 29.5783 | 0
2023 | 11 | 9 | 3 | 47.5139 | 0 | 18.6614 | 0 | 28.8525 | 0
2023 | 11 | 9 | 4 | 47.397 | 0 | 18.6155 | 0 | 28.7815 | 0
2023 | 11 | 9 | 5 | 47.8281 | 0 | 18.7848 | 0 | 29.0433 | 0
2023 | 11 | 9 | 6 | 48.5679 | 0 | 19.0753 | 0 | 29.4925 | 0
2023 | 11 | 9 | 7 | 48.1897 | 0 | 18.9268 | 0 | 29.2629 | 0
2023 | 11 | 9 | 8 | 55.4431 | 0 | 21.7756 | 0 | 33.6675 | 0
2023 | 11 | 9 | 9 | 61.6953 | 0 | 24.2312 | 0 | 37.4641 | 0
2023 | 11 | 9 | 10 | 61.7495 | 0 | 24.2525 | 0 | 37.497 | 0
2023 | 11 | 9 | 11 | 59.1468 | 0 | 23.2302 | 0 | 35.9165 | 0
2023 | 11 | 9 | 12 | 56.8003 | 0 | 22.3087 | 0 | 34.4917 | 0
2023 | 11 | 9 | 13 | 50.5382 | 0 | 19.8492 | 0 | 30.689 | 0
2023 | 11 | 9 | 14 | 50.2969 | 0 | 19.7544 | 0 | 30.5425 | 0
2023 | 11 | 9 | 15 | 51.7589 | 0 | 20.3286 | 0 | 31.4303 | 0
2023 | 11 | 9 | 16 | 54.7662 | 0 | 21.5098 | 0 | 33.2565 | 0
2023 | 11 | 9 | 17 | 60.1616 | 0 | 23.6288 | 0 | 36.5328 | 0
2023 | 11 | 9 | 18 | 69.4662 | 0 | 27.2833 | 0 | 42.1829 | 0
2023 | 11 | 9 | 19 | 77.7891 | 0 | 30.5521 | 0 | 47.2369 | 0
2023 | 11 | 9 | 20 | 76.9456 | 0 | 30.2209 | 0 | 46.7248 | 0
2023 | 11 | 9 | 21 | 74.9736 | 0 | 29.4463 | 0 | 45.5273 | 0
2023 | 11 | 9 | 22 | 71.7482 | 0 | 28.1795 | 0 | 43.5687 | 0
2023 | 11 | 9 | 23 | 67.4555 | 0 | 26.4935 | 0 | 40.9619 | 0
2023 | 11 | 9 | 24 | 62.0579 | 0 | 24.3736 | 0 | 37.6843 | 0
2023 | 11 | 10 | 1 | 55.4636 | 0 | 21.7837 | 0 | 33.6799 | 0
2023 | 11 | 10 | 2 | 51.0046 | 0 | 20.0324 | 0 | 30.9722 | 0
2023 | 11 | 10 | 3 | 49.3835 | 0 | 19.3957 | 0 | 29.9879 | 0
2023 | 11 | 10 | 4 | 48.9582 | 0 | 19.2286 | 0 | 29.7296 | 0
2023 | 11 | 10 | 5 | 49.3472 | 0 | 19.3814 | 0 | 29.9658 | 0
2023 | 11 | 10 | 6 | 50.181 | 0 | 19.7089 | 0 | 30.4721 | 0
2023 | 11 | 10 | 7 | 47.0339 | 0 | 18.4729 | 0 | 28.5611 | 0
2023 | 11 | 10 | 8 | 53.0179 | 0 | 20.8231 | 0 | 32.1948 | 0
2023 | 11 | 10 | 9 | 57.378 | 0 | 22.5355 | 0 | 34.8424 | 0
2023 | 11 | 10 | 10 | 53.9068 | 0 | 21.1722 | 0 | 32.7346 | 0
2023 | 11 | 10 | 11 | 48.3936 | 0 | 19.0069 | 0 | 29.3867 | 0
2023 | 11 | 10 | 12 | 43.9412 | 0 | 17.2582 | 0 | 26.683 | 0
2023 | 11 | 10 | 13 | 34.639 | 0 | 13.6047 | 0 | 21.0343 | 0
2023 | 11 | 10 | 14 | 33.6845 | 0 | 13.2298 | 0 | 20.4547 | 0
2023 | 11 | 10 | 15 | 35.1683 | 0 | 13.8125 | 0 | 21.3557 | 0
2023 | 11 | 10 | 16 | 37.6109 | 0 | 14.7719 | 0 | 22.839 | 0
2023 | 11 | 10 | 17 | 43.2712 | 0 | 16.995 | 0 | 26.2762 | 0
2023 | 11 | 10 | 18 | 52.7568 | 0 | 20.7206 | 0 | 32.0363 | 0
2023 | 11 | 10 | 19 | 55.7561 | 0 | 21.8985 | 0 | 33.8575 | 0
2023 | 11 | 10 | 20 | 54.3711 | 0 | 21.3546 | 0 | 33.0165 | 0
2023 | 11 | 10 | 21 | 51.8712 | 0 | 20.3727 | 0 | 31.4985 | 0
2023 | 11 | 10 | 22 | 49.6343 | 0 | 19.4942 | 0 | 30.1401 | 0
2023 | 11 | 10 | 23 | 46.5919 | 0 | 18.2993 | 0 | 28.2927 | 0
2023 | 11 | 10 | 24 | 42.6105 | 0 | 16.7355 | 0 | 25.875 | 0
2023 | 11 | 11 | 1 | 48.3124 | 0 | 18.975 | 0 | 29.3374 | 0
2023 | 11 | 11 | 2 | 44.7433 | 0 | 17.5732 | 0 | 27.1701 | 0
2023 | 11 | 11 | 3 | 43.3926 | 0 | 17.0427 | 0 | 26.3499 | 0
2023 | 11 | 11 | 4 | 43.4382 | 0 | 17.0606 | 0 | 26.3776 | 0
2023 | 11 | 11 | 5 | 43.6469 | 0 | 17.1426 | 0 | 26.5043 | 0
2023 | 11 | 11 | 6 | 44.4179 | 0 | 17.4454 | 0 | 26.9725 | 0
2023 | 11 | 11 | 7 | 42.0206 | 0 | 16.5039 | 0 | 25.5168 | 0
2023 | 11 | 11 | 8 | 46.402 | 0 | 18.2247 | 0 | 28.1773 | 0
2023 | 11 | 11 | 9 | 51.6565 | 0 | 20.2884 | 0 | 31.3681 | 0
2023 | 11 | 11 | 10 | 52.455 | 0 | 20.602 | 0 | 31.853 | 0
2023 | 11 | 11 | 11 | 49.6693 | 0 | 19.5079 | 0 | 30.1614 | 0
2023 | 11 | 11 | 12 | 47.5771 | 0 | 18.6862 | 0 | 28.8909 | 0
2023 | 11 | 11 | 13 | 47.3698 | 0 | 18.6048 | 0 | 28.765 | 0
2023 | 11 | 11 | 14 | 44.9295 | 0 | 17.6463 | 0 | 27.2832 | 0
2023 | 11 | 11 | 15 | 45.2258 | 0 | 17.7627 | 0 | 27.4631 | 0
2023 | 11 | 11 | 16 | 47.7984 | 0 | 18.7731 | 0 | 29.0253 | 0
2023 | 11 | 11 | 17 | 54.4091 | 0 | 21.3695 | 0 | 33.0396 | 0
2023 | 11 | 11 | 18 | 63.7739 | 0 | 25.0476 | 0 | 38.7263 | 0
2023 | 11 | 11 | 19 | 71.7649 | 0 | 28.1861 | 0 | 43.5788 | 0
2023 | 11 | 11 | 20 | 70.3089 | 0 | 27.6142 | 0 | 42.6946 | 0
2023 | 11 | 11 | 21 | 67.2943 | 0 | 26.4303 | 0 | 40.8641 | 0
2023 | 11 | 11 | 22 | 63.7891 | 0 | 25.0535 | 0 | 38.7355 | 0
2023 | 11 | 11 | 23 | 60.6463 | 0 | 23.8192 | 0 | 36.8271 | 0
2023 | 11 | 11 | 24 | 56.7093 | 0 | 22.2729 | 0 | 34.4364 | 0
2023 | 11 | 12 | 1 | 52.1036 | 0 | 20.464 | 0 | 31.6396 | 0
2023 | 11 | 12 | 2 | 52.4289 | 0 | 20.5917 | 0 | 31.8371 | 0
2023 | 11 | 12 | 3 | 50.9948 | 0 | 20.0285 | 0 | 30.9663 | 0
2023 | 11 | 12 | 4 | 50.2631 | 0 | 19.7411 | 0 | 30.5219 | 0
2023 | 11 | 12 | 5 | 49.6291 | 0 | 19.4921 | 0 | 30.137 | 0
2023 | 11 | 12 | 6 | 49.9009 | 0 | 19.5989 | 0 | 30.302 | 0
2023 | 11 | 12 | 7 | 51.4762 | 0 | 20.2176 | 0 | 31.2586 | 0
2023 | 11 | 12 | 8 | 54.9039 | 0 | 21.5638 | 0 | 33.34 | 0
2023 | 11 | 12 | 9 | 58.9898 | 0 | 23.1686 | 0 | 35.8212 | 0
2023 | 11 | 12 | 10 | 56.8384 | 0 | 22.3236 | 0 | 34.5148 | 0
2023 | 11 | 12 | 11 | 50.3225 | 0 | 19.7645 | 0 | 30.558 | 0
2023 | 11 | 12 | 12 | 45.1229 | 0 | 17.7223 | 0 | 27.4006 | 0
2023 | 11 | 12 | 13 | 35.9893 | 0 | 14.135 | 0 | 21.8543 | 0
2023 | 11 | 12 | 14 | 35.0958 | 0 | 13.7841 | 0 | 21.3117 | 0
2023 | 11 | 12 | 15 | 37.0255 | 0 | 14.542 | 0 | 22.4835 | 0
2023 | 11 | 12 | 16 | 41.4257 | 0 | 16.2702 | 0 | 25.1555 | 0
2023 | 11 | 12 | 17 | 49.4182 | 0 | 19.4093 | 0 | 30.0089 | 0
2023 | 11 | 12 | 18 | 62.1714 | 0 | 24.4182 | 0 | 37.7532 | 0
2023 | 11 | 12 | 19 | 68.5329 | 0 | 26.9167 | 0 | 41.6162 | 0
2023 | 11 | 12 | 20 | 65.8873 | 0 | 25.8776 | 0 | 40.0097 | 0
2023 | 11 | 12 | 21 | 62.9781 | 0 | 24.735 | 0 | 38.2431 | 0
2023 | 11 | 12 | 22 | 60.2244 | 0 | 23.6535 | 0 | 36.5709 | 0
2023 | 11 | 12 | 23 | 56.602 | 0 | 22.2308 | 0 | 34.3712 | 0
2023 | 11 | 12 | 24 | 52.4141 | 0 | 20.586 | 0 | 31.8281 | 0
2023 | 11 | 13 | 1 | 53.499 | 0 | 21.012 | 0 | 32.4869 | 0
2023 | 11 | 13 | 2 | 41.8128 | 0 | 16.4222 | 0 | 25.3906 | 0
2023 | 11 | 13 | 3 | 40.5931 | 0 | 15.9432 | 0 | 24.6499 | 0
2023 | 11 | 13 | 4 | 40.4451 | 0 | 15.8851 | 0 | 24.5601 | 0
2023 | 11 | 13 | 5 | 40.7411 | 0 | 16.0013 | 0 | 24.7398 | 0
2023 | 11 | 13 | 6 | 41.7939 | 0 | 16.4148 | 0 | 25.3791 | 0
2023 | 11 | 13 | 7 | 44.352 | 0 | 17.4195 | 0 | 26.9325 | 0
2023 | 11 | 13 | 8 | 50.8461 | 0 | 19.9701 | 0 | 30.876 | 0
2023 | 11 | 13 | 9 | 54.7759 | 0 | 21.5136 | 0 | 33.2624 | 0
2023 | 11 | 13 | 10 | 49.672 | 0 | 19.509 | 0 | 30.163 | 0
2023 | 11 | 13 | 11 | 42.1625 | 0 | 16.5596 | 0 | 25.6029 | 0
2023 | 11 | 13 | 12 | 36.8118 | 0 | 14.4581 | 0 | 22.3537 | 0
2023 | 11 | 13 | 13 | 26.0611 | 0 | 10.2357 | 0 | 15.8255 | 0
2023 | 11 | 13 | 14 | 24.8897 | 0 | 9.7756 | 0 | 15.1141 | 0
2023 | 11 | 13 | 15 | 26.7287 | 0 | 10.4979 | 0 | 16.2308 | 0
2023 | 11 | 13 | 16 | 30.3877 | 0 | 11.935 | 0 | 18.4528 | 0
2023 | 11 | 13 | 17 | 39.6889 | 0 | 15.588 | 0 | 24.1008 | 0
2023 | 11 | 13 | 18 | 53.945 | 0 | 21.1872 | 0 | 32.7578 | 0
2023 | 11 | 13 | 19 | 62.4057 | 0 | 24.5102 | 0 | 37.8955 | 0
2023 | 11 | 13 | 20 | 61.4071 | 0 | 24.118 | 0 | 37.2891 | 0
2023 | 11 | 13 | 21 | 58.9785 | 0 | 23.1642 | 0 | 35.8143 | 0
2023 | 11 | 13 | 22 | 56.2062 | 0 | 22.0753 | 0 | 34.1309 | 0
2023 | 11 | 13 | 23 | 52.2577 | 0 | 20.5245 | 0 | 31.7332 | 0
2023 | 11 | 13 | 24 | 47.8446 | 0 | 18.7912 | 0 | 29.0533 | 0
2023 | 11 | 14 | 1 | 48.4484 | 0 | 19.0284 | 0 | 29.42 | 0
2023 | 11 | 14 | 2 | 42.7762 | 0 | 16.8006 | 0 | 25.9756 | 0
2023 | 11 | 14 | 3 | 41.3963 | 0 | 16.2587 | 0 | 25.1377 | 0
2023 | 11 | 14 | 4 | 41.0255 | 0 | 16.113 | 0 | 24.9125 | 0
2023 | 11 | 14 | 5 | 41.155 | 0 | 16.1639 | 0 | 24.9911 | 0
2023 | 11 | 14 | 6 | 42.2135 | 0 | 16.5796 | 0 | 25.6339 | 0
2023 | 11 | 14 | 7 | 46.5007 | 0 | 18.2634 | 0 | 28.2373 | 0
2023 | 11 | 14 | 8 | 52.6665 | 0 | 20.6851 | 0 | 31.9814 | 0
2023 | 11 | 14 | 9 | 56.6011 | 0 | 22.2304 | 0 | 34.3707 | 0
2023 | 11 | 14 | 10 | 52.0615 | 0 | 20.4475 | 0 | 31.614 | 0
2023 | 11 | 14 | 11 | 45.0639 | 0 | 17.6991 | 0 | 27.3648 | 0
2023 | 11 | 14 | 12 | 40.6713 | 0 | 15.9739 | 0 | 24.6974 | 0
2023 | 11 | 14 | 13 | 35.2999 | 0 | 13.8643 | 0 | 21.4357 | 0
2023 | 11 | 14 | 14 | 34.018 | 0 | 13.3608 | 0 | 20.6572 | 0
2023 | 11 | 14 | 15 | 36.2268 | 0 | 14.2283 | 0 | 21.9985 | 0
2023 | 11 | 14 | 16 | 40.3101 | 0 | 15.832 | 0 | 24.4781 | 0
2023 | 11 | 14 | 17 | 48.5546 | 0 | 19.0701 | 0 | 29.4845 | 0
2023 | 11 | 14 | 18 | 60.9299 | 0 | 23.9306 | 0 | 36.9993 | 0
2023 | 11 | 14 | 19 | 77.1115 | 0 | 30.286 | 0 | 46.8255 | 0
2023 | 11 | 14 | 20 | 75.1432 | 0 | 29.5129 | 0 | 45.6302 | 0
2023 | 11 | 14 | 21 | 72.3298 | 0 | 28.408 | 0 | 43.9218 | 0
2023 | 11 | 14 | 22 | 69.2571 | 0 | 27.2012 | 0 | 42.056 | 0
2023 | 11 | 14 | 23 | 64.7679 | 0 | 25.438 | 0 | 39.3299 | 0
2023 | 11 | 14 | 24 | 59.0669 | 0 | 23.1989 | 0 | 35.868 | 0
2023 | 11 | 15 | 1 | 48.3704 | 0 | 18.9978 | 0 | 29.3726 | 0
2023 | 11 | 15 | 2 | 56.4964 | 0 | 22.1893 | 0 | 34.3071 | 0
2023 | 11 | 15 | 3 | 55.3254 | 0 | 21.7294 | 0 | 33.596 | 0
2023 | 11 | 15 | 4 | 54.7821 | 0 | 21.516 | 0 | 33.2661 | 0
2023 | 11 | 15 | 5 | 54.8006 | 0 | 21.5232 | 0 | 33.2773 | 0
2023 | 11 | 15 | 6 | 55.4382 | 0 | 21.7737 | 0 | 33.6645 | 0
2023 | 11 | 15 | 7 | 58.2106 | 0 | 22.8626 | 0 | 35.348 | 0
2023 | 11 | 15 | 8 | 64.5419 | 0 | 25.3492 | 0 | 39.1927 | 0
2023 | 11 | 15 | 9 | 68.8833 | 0 | 27.0543 | 0 | 41.8289 | 0
2023 | 11 | 15 | 10 | 66.3164 | 0 | 26.0462 | 0 | 40.2702 | 0
2023 | 11 | 15 | 11 | 61.0737 | 0 | 23.987 | 0 | 37.0866 | 0
2023 | 11 | 15 | 12 | 57.3688 | 0 | 22.5319 | 0 | 34.8369 | 0
2023 | 11 | 15 | 13 | 53.3247 | 0 | 20.9436 | 0 | 32.3811 | 0
2023 | 11 | 15 | 14 | 52.7378 | 0 | 20.7131 | 0 | 32.0247 | 0
2023 | 11 | 15 | 15 | 53.9916 | 0 | 21.2055 | 0 | 32.7861 | 0
2023 | 11 | 15 | 16 | 57.5731 | 0 | 22.6122 | 0 | 34.9609 | 0
2023 | 11 | 15 | 17 | 63.2117 | 0 | 24.8268 | 0 | 38.3849 | 0
2023 | 11 | 15 | 18 | 72.575 | 0 | 28.5043 | 0 | 44.0707 | 0
2023 | 11 | 15 | 19 | 76.8389 | 0 | 30.1789 | 0 | 46.66 | 0
2023 | 11 | 15 | 20 | 75.9219 | 0 | 29.8188 | 0 | 46.1031 | 0
2023 | 11 | 15 | 21 | 73.9205 | 0 | 29.0327 | 0 | 44.8878 | 0
2023 | 11 | 15 | 22 | 71.1612 | 0 | 27.949 | 0 | 43.2122 | 0
2023 | 11 | 15 | 23 | 66.8095 | 0 | 26.2398 | 0 | 40.5697 | 0
2023 | 11 | 15 | 24 | 61.1783 | 0 | 24.0281 | 0 | 37.1502 | 0
2023 | 11 | 16 | 1 | 51.961 | 0 | 20.408 | 0 | 31.553 | 0
2023 | 11 | 16 | 2 | 53.7345 | 0 | 21.1046 | 0 | 32.63 | 0
2023 | 11 | 16 | 3 | 52.2893 | 0 | 20.5369 | 0 | 31.7523 | 0
2023 | 11 | 16 | 4 | 51.7091 | 0 | 20.309 | 0 | 31.4 | 0
2023 | 11 | 16 | 5 | 51.3341 | 0 | 20.1618 | 0 | 31.1723 | 0
2023 | 11 | 16 | 6 | 51.7999 | 0 | 20.3447 | 0 | 31.4552 | 0
2023 | 11 | 16 | 7 | 51.6121 | 0 | 20.271 | 0 | 31.3412 | 0
2023 | 11 | 16 | 8 | 58.2837 | 0 | 22.8913 | 0 | 35.3924 | 0
2023 | 11 | 16 | 9 | 64.0161 | 0 | 25.1427 | 0 | 38.8734 | 0
2023 | 11 | 16 | 10 | 63.7682 | 0 | 25.0454 | 0 | 38.7229 | 0
2023 | 11 | 16 | 11 | 60.8652 | 0 | 23.9052 | 0 | 36.96 | 0
2023 | 11 | 16 | 12 | 58.4693 | 0 | 22.9642 | 0 | 35.5051 | 0
2023 | 11 | 16 | 13 | 53.0441 | 0 | 20.8334 | 0 | 32.2107 | 0
2023 | 11 | 16 | 14 | 52.7967 | 0 | 20.7362 | 0 | 32.0605 | 0
2023 | 11 | 16 | 15 | 53.8935 | 0 | 21.167 | 0 | 32.7265 | 0
2023 | 11 | 16 | 16 | 56.5658 | 0 | 22.2165 | 0 | 34.3492 | 0
2023 | 11 | 16 | 17 | 60.518 | 0 | 23.7688 | 0 | 36.7492 | 0
2023 | 11 | 16 | 18 | 67.5501 | 0 | 26.5307 | 0 | 41.0194 | 0
2023 | 11 | 16 | 19 | 72.2259 | 0 | 28.3672 | 0 | 43.8588 | 0
2023 | 11 | 16 | 20 | 70.4909 | 0 | 27.6857 | 0 | 42.8052 | 0
2023 | 11 | 16 | 21 | 68.0339 | 0 | 26.7207 | 0 | 41.3132 | 0
2023 | 11 | 16 | 22 | 65.1948 | 0 | 25.6057 | 0 | 39.5892 | 0
2023 | 11 | 16 | 23 | 60.8326 | 0 | 23.8924 | 0 | 36.9403 | 0
2023 | 11 | 16 | 24 | 55.46 | 0 | 21.7823 | 0 | 33.6778 | 0
2023 | 11 | 17 | 1 | 51.2651 | 0 | 20.1347 | 0 | 31.1304 | 0
2023 | 11 | 17 | 2 | 51.0489 | 0 | 20.0498 | 0 | 30.9991 | 0
2023 | 11 | 17 | 3 | 50.0808 | 0 | 19.6695 | 0 | 30.4113 | 0
2023 | 11 | 17 | 4 | 49.9263 | 0 | 19.6089 | 0 | 30.3175 | 0
2023 | 11 | 17 | 5 | 49.9782 | 0 | 19.6292 | 0 | 30.349 | 0
2023 | 11 | 17 | 6 | 50.9797 | 0 | 20.0226 | 0 | 30.9571 | 0
2023 | 11 | 17 | 7 | 56.5372 | 0 | 22.2053 | 0 | 34.3319 | 0
2023 | 11 | 17 | 8 | 62.9993 | 0 | 24.7434 | 0 | 38.256 | 0
2023 | 11 | 17 | 9 | 67.5476 | 0 | 26.5297 | 0 | 41.0179 | 0
2023 | 11 | 17 | 10 | 63.4866 | 0 | 24.9347 | 0 | 38.5519 | 0
2023 | 11 | 17 | 11 | 55.375 | 0 | 21.7489 | 0 | 33.6261 | 0
2023 | 11 | 17 | 12 | 48.0491 | 0 | 18.8716 | 0 | 29.1775 | 0
2023 | 11 | 17 | 13 | 44.3541 | 0 | 17.4204 | 0 | 26.9338 | 0
2023 | 11 | 17 | 14 | 43.523 | 0 | 17.0939 | 0 | 26.4291 | 0
2023 | 11 | 17 | 15 | 45.4869 | 0 | 17.8652 | 0 | 27.6216 | 0
2023 | 11 | 17 | 16 | 49.3812 | 0 | 19.3948 | 0 | 29.9865 | 0
2023 | 11 | 17 | 17 | 55.5696 | 0 | 21.8253 | 0 | 33.7443 | 0
2023 | 11 | 17 | 18 | 65.6873 | 0 | 25.7991 | 0 | 39.8882 | 0
2023 | 11 | 17 | 19 | 72.4616 | 0 | 28.4597 | 0 | 44.0019 | 0
2023 | 11 | 17 | 20 | 70.6775 | 0 | 27.759 | 0 | 42.9185 | 0
2023 | 11 | 17 | 21 | 68.0461 | 0 | 26.7255 | 0 | 41.3206 | 0
2023 | 11 | 17 | 22 | 65.8343 | 0 | 25.8568 | 0 | 39.9775 | 0
2023 | 11 | 17 | 23 | 62.1825 | 0 | 24.4226 | 0 | 37.76 | 0
2023 | 11 | 17 | 24 | 57.1259 | 0 | 22.4365 | 0 | 34.6893 | 0
2023 | 11 | 18 | 1 | 49.8518 | 0 | 19.5796 | 0 | 30.2722 | 0
2023 | 11 | 18 | 2 | 47.7627 | 0 | 18.7591 | 0 | 29.0036 | 0
2023 | 11 | 18 | 3 | 45.7575 | 0 | 17.9715 | 0 | 27.786 | 0
2023 | 11 | 18 | 4 | 44.4962 | 0 | 17.4762 | 0 | 27.0201 | 0
2023 | 11 | 18 | 5 | 43.7079 | 0 | 17.1665 | 0 | 26.5413 | 0
2023 | 11 | 18 | 6 | 44.0991 | 0 | 17.3202 | 0 | 26.7789 | 0
2023 | 11 | 18 | 7 | 45.776 | 0 | 17.9788 | 0 | 27.7972 | 0
2023 | 11 | 18 | 8 | 49.3718 | 0 | 19.3911 | 0 | 29.9807 | 0
2023 | 11 | 18 | 9 | 54.7001 | 0 | 21.4838 | 0 | 33.2163 | 0
2023 | 11 | 18 | 10 | 53.532 | 0 | 21.025 | 0 | 32.507 | 0
2023 | 11 | 18 | 11 | 47.7488 | 0 | 18.7536 | 0 | 28.9951 | 0
2023 | 11 | 18 | 12 | 42.2167 | 0 | 16.5808 | 0 | 25.6358 | 0
2023 | 11 | 18 | 13 | 43.0786 | 0 | 16.9194 | 0 | 26.1592 | 0
2023 | 11 | 18 | 14 | 40.7305 | 0 | 15.9972 | 0 | 24.7334 | 0
2023 | 11 | 18 | 15 | 41.6229 | 0 | 16.3476 | 0 | 25.2752 | 0
2023 | 11 | 18 | 16 | 45.3587 | 0 | 17.8149 | 0 | 27.5438 | 0
2023 | 11 | 18 | 17 | 51.4438 | 0 | 20.2049 | 0 | 31.239 | 0
2023 | 11 | 18 | 18 | 61.3607 | 0 | 24.0998 | 0 | 37.2609 | 0
2023 | 11 | 18 | 19 | 58.551 | 0 | 22.9963 | 0 | 35.5547 | 0
2023 | 11 | 18 | 20 | 56.5067 | 0 | 22.1933 | 0 | 34.3133 | 0
2023 | 11 | 18 | 21 | 54.3425 | 0 | 21.3433 | 0 | 32.9991 | 0
2023 | 11 | 18 | 22 | 51.8881 | 0 | 20.3794 | 0 | 31.5088 | 0
2023 | 11 | 18 | 23 | 49.5098 | 0 | 19.4453 | 0 | 30.0645 | 0
2023 | 11 | 18 | 24 | 46.0999 | 0 | 18.106 | 0 | 27.9939 | 0
2023 | 11 | 19 | 1 | 42.8001 | 0 | 16.81 | 0 | 25.9901 | 0
2023 | 11 | 19 | 2 | 33.4452 | 0 | 13.1358 | 0 | 20.3094 | 0
2023 | 11 | 19 | 3 | 32.1188 | 0 | 12.6148 | 0 | 19.5039 | 0
2023 | 11 | 19 | 4 | 32.036 | 0 | 12.5823 | 0 | 19.4536 | 0
2023 | 11 | 19 | 5 | 31.7845 | 0 | 12.4836 | 0 | 19.3009 | 0
2023 | 11 | 19 | 6 | 32.9133 | 0 | 12.9269 | 0 | 19.9864 | 0
2023 | 11 | 19 | 7 | 34.2337 | 0 | 13.4455 | 0 | 20.7882 | 0
2023 | 11 | 19 | 8 | 38.3682 | 0 | 15.0693 | 0 | 23.2989 | 0
2023 | 11 | 19 | 9 | 45.4753 | 0 | 17.8607 | 0 | 27.6146 | 0
2023 | 11 | 19 | 10 | 49.2694 | 0 | 19.3509 | 0 | 29.9185 | 0
2023 | 11 | 19 | 11 | 47.8911 | 0 | 18.8095 | 0 | 29.0816 | 0
2023 | 11 | 19 | 12 | 45.6309 | 0 | 17.9218 | 0 | 27.7091 | 0
2023 | 11 | 19 | 13 | 51.873 | 0 | 20.3734 | 0 | 31.4996 | 0
2023 | 11 | 19 | 14 | 51.0331 | 0 | 20.0436 | 0 | 30.9895 | 0
2023 | 11 | 19 | 15 | 51.9448 | 0 | 20.4016 | 0 | 31.5432 | 0
2023 | 11 | 19 | 16 | 53.8389 | 0 | 21.1456 | 0 | 32.6934 | 0
2023 | 11 | 19 | 17 | 58.3432 | 0 | 22.9147 | 0 | 35.4286 | 0
2023 | 11 | 19 | 18 | 64.7191 | 0 | 25.4188 | 0 | 39.3003 | 0
2023 | 11 | 19 | 19 | 66.3575 | 0 | 26.0623 | 0 | 40.2952 | 0
2023 | 11 | 19 | 20 | 63.3186 | 0 | 24.8688 | 0 | 38.4498 | 0
2023 | 11 | 19 | 21 | 60.358 | 0 | 23.706 | 0 | 36.652 | 0
2023 | 11 | 19 | 22 | 57.8672 | 0 | 22.7277 | 0 | 35.1395 | 0
2023 | 11 | 19 | 23 | 54.1243 | 0 | 21.2577 | 0 | 32.8667 | 0
2023 | 11 | 19 | 24 | 49.9692 | 0 | 19.6257 | 0 | 30.3435 | 0
2023 | 11 | 20 | 1 | 47.5992 | 0 | 18.6949 | 0 | 28.9043 | 0
2023 | 11 | 20 | 2 | 39.5788 | 0 | 15.5448 | 0 | 24.034 | 0
2023 | 11 | 20 | 3 | 38.5924 | 0 | 15.1574 | 0 | 23.435 | 0
2023 | 11 | 20 | 4 | 38.6566 | 0 | 15.1826 | 0 | 23.474 | 0
2023 | 11 | 20 | 5 | 38.8974 | 0 | 15.2772 | 0 | 23.6202 | 0
2023 | 11 | 20 | 6 | 40.4383 | 0 | 15.8824 | 0 | 24.5559 | 0
2023 | 11 | 20 | 7 | 41.4878 | 0 | 16.2946 | 0 | 25.1932 | 0
2023 | 11 | 20 | 8 | 48.458 | 0 | 19.0322 | 0 | 29.4258 | 0
2023 | 11 | 20 | 9 | 54.7807 | 0 | 21.5155 | 0 | 33.2653 | 0
2023 | 11 | 20 | 10 | 55.5133 | 0 | 21.8032 | 0 | 33.7101 | 0
2023 | 11 | 20 | 11 | 53.2541 | 0 | 20.9159 | 0 | 32.3383 | 0
2023 | 11 | 20 | 12 | 50.796 | 0 | 19.9504 | 0 | 30.8455 | 0
2023 | 11 | 20 | 13 | 51.2099 | 0 | 20.113 | 0 | 31.0969 | 0
2023 | 11 | 20 | 14 | 51.199 | 0 | 20.1087 | 0 | 31.0903 | 0
2023 | 11 | 20 | 15 | 53.3184 | 0 | 20.9411 | 0 | 32.3773 | 0
2023 | 11 | 20 | 16 | 55.335 | 0 | 21.7331 | 0 | 33.6018 | 0
2023 | 11 | 20 | 17 | 59.1981 | 0 | 23.2504 | 0 | 35.9477 | 0
2023 | 11 | 20 | 18 | 65.2957 | 0 | 25.6453 | 0 | 39.6504 | 0
2023 | 11 | 20 | 19 | 68.3013 | 0 | 26.8257 | 0 | 41.4756 | 0
2023 | 11 | 20 | 20 | 65.7122 | 0 | 25.8089 | 0 | 39.9033 | 0
2023 | 11 | 20 | 21 | 62.7839 | 0 | 24.6588 | 0 | 38.1252 | 0
2023 | 11 | 20 | 22 | 60.2138 | 0 | 23.6493 | 0 | 36.5644 | 0
2023 | 11 | 20 | 23 | 55.9984 | 0 | 21.9937 | 0 | 34.0047 | 0
2023 | 11 | 20 | 24 | 51.1814 | 0 | 20.1018 | 0 | 31.0796 | 0
2023 | 11 | 21 | 1 | 54.2168 | 0 | 21.294 | 0 | 32.9228 | 0
2023 | 11 | 21 | 2 | 43.0085 | 0 | 16.8918 | 0 | 26.1166 | 0
2023 | 11 | 21 | 3 | 41.5636 | 0 | 16.3243 | 0 | 25.2392 | 0
2023 | 11 | 21 | 4 | 41.2636 | 0 | 16.2065 | 0 | 25.0571 | 0
2023 | 11 | 21 | 5 | 41.224 | 0 | 16.191 | 0 | 25.033 | 0
2023 | 11 | 21 | 6 | 42.4924 | 0 | 16.6891 | 0 | 25.8032 | 0
2023 | 11 | 21 | 7 | 45.3223 | 0 | 17.8006 | 0 | 27.5217 | 0
2023 | 11 | 21 | 8 | 51.5721 | 0 | 20.2552 | 0 | 31.3168 | 0
2023 | 11 | 21 | 9 | 57.5452 | 0 | 22.6012 | 0 | 34.944 | 0
2023 | 11 | 21 | 10 | 57.6401 | 0 | 22.6385 | 0 | 35.0016 | 0
2023 | 11 | 21 | 11 | 55.2606 | 0 | 21.7039 | 0 | 33.5566 | 0
2023 | 11 | 21 | 12 | 53.2809 | 0 | 20.9264 | 0 | 32.3545 | 0
2023 | 11 | 21 | 13 | 49.4103 | 0 | 19.4062 | 0 | 30.0041 | 0
2023 | 11 | 21 | 14 | 47.8662 | 0 | 18.7997 | 0 | 29.0665 | 0
2023 | 11 | 21 | 15 | 50.0974 | 0 | 19.6761 | 0 | 30.4214 | 0
2023 | 11 | 21 | 16 | 51.9895 | 0 | 20.4192 | 0 | 31.5703 | 0
2023 | 11 | 21 | 17 | 56.8978 | 0 | 22.347 | 0 | 34.5509 | 0
2023 | 11 | 21 | 18 | 64.3863 | 0 | 25.2881 | 0 | 39.0982 | 0
2023 | 11 | 21 | 19 | 71.2548 | 0 | 27.9857 | 0 | 43.269 | 0
2023 | 11 | 21 | 20 | 68.5082 | 0 | 26.907 | 0 | 41.6012 | 0
2023 | 11 | 21 | 21 | 65.5569 | 0 | 25.7479 | 0 | 39.809 | 0
2023 | 11 | 21 | 22 | 62.9206 | 0 | 24.7124 | 0 | 38.2081 | 0
2023 | 11 | 21 | 23 | 58.3945 | 0 | 22.9348 | 0 | 35.4597 | 0
2023 | 11 | 21 | 24 | 53.2876 | 0 | 20.929 | 0 | 32.3586 | 0
2023 | 11 | 22 | 1 | 53.4823 | 0 | 21.0055 | 0 | 32.4768 | 0
2023 | 11 | 22 | 2 | 49.4378 | 0 | 19.417 | 0 | 30.0208 | 0
2023 | 11 | 22 | 3 | 48.0231 | 0 | 18.8614 | 0 | 29.1617 | 0
2023 | 11 | 22 | 4 | 47.5585 | 0 | 18.6789 | 0 | 28.8796 | 0
2023 | 11 | 22 | 5 | 47.2907 | 0 | 18.5737 | 0 | 28.717 | 0
2023 | 11 | 22 | 6 | 48.2438 | 0 | 18.948 | 0 | 29.2958 | 0
2023 | 11 | 22 | 7 | 53.7002 | 0 | 21.0911 | 0 | 32.6091 | 0
2023 | 11 | 22 | 8 | 60.1252 | 0 | 23.6145 | 0 | 36.5107 | 0
2023 | 11 | 22 | 9 | 66.1177 | 0 | 25.9681 | 0 | 40.1496 | 0
2023 | 11 | 22 | 10 | 66.3251 | 0 | 26.0496 | 0 | 40.2755 | 0
2023 | 11 | 22 | 11 | 63.596 | 0 | 24.9777 | 0 | 38.6183 | 0
2023 | 11 | 22 | 12 | 61.2943 | 0 | 24.0737 | 0 | 37.2206 | 0
2023 | 11 | 22 | 13 | 49.9019 | 0 | 19.5993 | 0 | 30.3026 | 0
2023 | 11 | 22 | 14 | 48.3227 | 0 | 18.979 | 0 | 29.3437 | 0
2023 | 11 | 22 | 15 | 49.6994 | 0 | 19.5197 | 0 | 30.1797 | 0
2023 | 11 | 22 | 16 | 52.1561 | 0 | 20.4846 | 0 | 31.6715 | 0
2023 | 11 | 22 | 17 | 58.4963 | 0 | 22.9748 | 0 | 35.5215 | 0
2023 | 11 | 22 | 18 | 69.0571 | 0 | 27.1226 | 0 | 41.9345 | 0
2023 | 11 | 22 | 19 | 75.5061 | 0 | 29.6555 | 0 | 45.8506 | 0
2023 | 11 | 22 | 20 | 74.7475 | 0 | 29.3575 | 0 | 45.3899 | 0
2023 | 11 | 22 | 21 | 72.7383 | 0 | 28.5684 | 0 | 44.1699 | 0
2023 | 11 | 22 | 22 | 70.4123 | 0 | 27.6549 | 0 | 42.7575 | 0
2023 | 11 | 22 | 23 | 65.9197 | 0 | 25.8904 | 0 | 40.0293 | 0
2023 | 11 | 22 | 24 | 60.5955 | 0 | 23.7992 | 0 | 36.7963 | 0
2023 | 11 | 23 | 1 | 54.2088 | 0 | 21.2908 | 0 | 32.918 | 0
2023 | 11 | 23 | 2 | 59.0822 | 0 | 23.2049 | 0 | 35.8773 | 0
2023 | 11 | 23 | 3 | 57.8428 | 0 | 22.7181 | 0 | 35.1247 | 0
2023 | 11 | 23 | 4 | 57.3982 | 0 | 22.5435 | 0 | 34.8547 | 0
2023 | 11 | 23 | 5 | 56.5221 | 0 | 22.1994 | 0 | 34.3227 | 0
2023 | 11 | 23 | 6 | 57.2525 | 0 | 22.4863 | 0 | 34.7662 | 0
2023 | 11 | 23 | 7 | 60.2101 | 0 | 23.6479 | 0 | 36.5622 | 0
2023 | 11 | 23 | 8 | 67.0199 | 0 | 26.3225 | 0 | 40.6974 | 0
2023 | 11 | 23 | 9 | 73.7247 | 0 | 28.9558 | 0 | 44.7689 | 0
2023 | 11 | 23 | 10 | 74.6978 | 0 | 29.338 | 0 | 45.3598 | 0
2023 | 11 | 23 | 11 | 71.7328 | 0 | 28.1735 | 0 | 43.5593 | 0
2023 | 11 | 23 | 12 | 68.8957 | 0 | 27.0592 | 0 | 41.8365 | 0
2023 | 11 | 23 | 13 | 70.6499 | 0 | 27.7482 | 0 | 42.9017 | 0
2023 | 11 | 23 | 14 | 70.091 | 0 | 27.5287 | 0 | 42.5623 | 0
2023 | 11 | 23 | 15 | 70.8867 | 0 | 27.8412 | 0 | 43.0455 | 0
2023 | 11 | 23 | 16 | 72.5962 | 0 | 28.5126 | 0 | 44.0836 | 0
2023 | 11 | 23 | 17 | 75.0376 | 0 | 29.4715 | 0 | 45.5661 | 0
2023 | 11 | 23 | 18 | 80.1619 | 0.16185 | 31.4841 | 0 | 48.6778 | 0
2023 | 11 | 23 | 19 | 80.7197 | 0.71973 | 31.7032 | 0 | 49.0166 | 0
2023 | 11 | 23 | 20 | 78.5593 | 0 | 30.8546 | 0 | 47.7047 | 0
2023 | 11 | 23 | 21 | 75.8071 | 0 | 29.7737 | 0 | 46.0334 | 0
2023 | 11 | 23 | 22 | 73.1161 | 0 | 28.7168 | 0 | 44.3993 | 0
2023 | 11 | 23 | 23 | 68.5069 | 0 | 26.9065 | 0 | 41.6004 | 0
2023 | 11 | 23 | 24 | 62.8494 | 0 | 24.6845 | 0 | 38.1649 | 0
2023 | 11 | 24 | 1 | 57.8668 | 0 | 22.7275 | 0 | 35.1392 | 0
2023 | 11 | 24 | 2 | 54.7264 | 0 | 21.4941 | 0 | 33.2323 | 0
2023 | 11 | 24 | 3 | 52.9485 | 0 | 20.7958 | 0 | 32.1526 | 0
2023 | 11 | 24 | 4 | 52.1434 | 0 | 20.4796 | 0 | 31.6637 | 0
2023 | 11 | 24 | 5 | 51.2697 | 0 | 20.1365 | 0 | 31.1332 | 0
2023 | 11 | 24 | 6 | 52.0104 | 0 | 20.4274 | 0 | 31.583 | 0
2023 | 11 | 24 | 7 | 56.5171 | 0 | 22.1974 | 0 | 34.3197 | 0
2023 | 11 | 24 | 8 | 62.5399 | 0 | 24.5629 | 0 | 37.977 | 0
2023 | 11 | 24 | 9 | 69.1343 | 0 | 27.1529 | 0 | 41.9814 | 0
2023 | 11 | 24 | 10 | 70.6377 | 0 | 27.7434 | 0 | 42.8943 | 0
2023 | 11 | 24 | 11 | 68.3777 | 0 | 26.8557 | 0 | 41.5219 | 0
2023 | 11 | 24 | 12 | 65.6951 | 0 | 25.8022 | 0 | 39.893 | 0
2023 | 11 | 24 | 13 | 66.6207 | 0 | 26.1657 | 0 | 40.455 | 0
2023 | 11 | 24 | 14 | 66.0272 | 0 | 25.9326 | 0 | 40.0946 | 0
2023 | 11 | 24 | 15 | 67.2071 | 0 | 26.396 | 0 | 40.8111 | 0
2023 | 11 | 24 | 16 | 69.0871 | 0 | 27.1344 | 0 | 41.9528 | 0
2023 | 11 | 24 | 17 | 71.3875 | 0 | 28.0379 | 0 | 43.3496 | 0
2023 | 11 | 24 | 18 | 75.9643 | 0 | 29.8355 | 0 | 46.1289 | 0
2023 | 11 | 24 | 19 | 77.1144 | 0 | 30.2871 | 0 | 46.8272 | 0
2023 | 11 | 24 | 20 | 74.4043 | 0 | 29.2227 | 0 | 45.1816 | 0
2023 | 11 | 24 | 21 | 71.223 | 0 | 27.9733 | 0 | 43.2498 | 0
2023 | 11 | 24 | 22 | 69.1778 | 0 | 27.17 | 0 | 42.0078 | 0
2023 | 11 | 24 | 23 | 65.3996 | 0 | 25.6861 | 0 | 39.7135 | 0
2023 | 11 | 24 | 24 | 60.0994 | 0 | 23.6044 | 0 | 36.495 | 0
2023 | 11 | 25 | 1 | 52.3225 | 0 | 20.55 | 0 | 31.7725 | 0
2023 | 11 | 25 | 2 | 51.7695 | 0 | 20.3328 | 0 | 31.4367 | 0
2023 | 11 | 25 | 3 | 49.7701 | 0 | 19.5475 | 0 | 30.2226 | 0
2023 | 11 | 25 | 4 | 48.4991 | 0 | 19.0483 | 0 | 29.4508 | 0
2023 | 11 | 25 | 5 | 47.3372 | 0 | 18.592 | 0 | 28.7453 | 0
2023 | 11 | 25 | 6 | 47.9556 | 0 | 18.8349 | 0 | 29.1208 | 0
2023 | 11 | 25 | 7 | 48.9119 | 0 | 19.2104 | 0 | 29.7014 | 0
2023 | 11 | 25 | 8 | 52.286 | 0 | 20.5356 | 0 | 31.7503 | 0
2023 | 11 | 25 | 9 | 58.0779 | 0 | 22.8104 | 0 | 35.2674 | 0
2023 | 11 | 25 | 10 | 61.42 | 0 | 24.1231 | 0 | 37.297 | 0
2023 | 11 | 25 | 11 | 61.2206 | 0 | 24.0448 | 0 | 37.1758 | 0
2023 | 11 | 25 | 12 | 59.5671 | 0 | 23.3953 | 0 | 36.1718 | 0
2023 | 11 | 25 | 13 | 58.3477 | 0 | 22.9164 | 0 | 35.4313 | 0
2023 | 11 | 25 | 14 | 56.4074 | 0 | 22.1544 | 0 | 34.2531 | 0
2023 | 11 | 25 | 15 | 56.6666 | 0 | 22.2562 | 0 | 34.4105 | 0
2023 | 11 | 25 | 16 | 58.5832 | 0 | 23.0089 | 0 | 35.5743 | 0
2023 | 11 | 25 | 17 | 62.7795 | 0 | 24.657 | 0 | 38.1225 | 0
2023 | 11 | 25 | 18 | 68.7123 | 0 | 26.9872 | 0 | 41.7251 | 0
2023 | 11 | 25 | 19 | 72.9457 | 0 | 28.6499 | 0 | 44.2958 | 0
2023 | 11 | 25 | 20 | 69.9403 | 0 | 27.4695 | 0 | 42.4708 | 0
2023 | 11 | 25 | 21 | 66.3896 | 0 | 26.0749 | 0 | 40.3147 | 0
2023 | 11 | 25 | 22 | 63.4808 | 0 | 24.9325 | 0 | 38.5484 | 0
2023 | 11 | 25 | 23 | 60.1484 | 0 | 23.6236 | 0 | 36.5247 | 0
2023 | 11 | 25 | 24 | 55.9995 | 0 | 21.9942 | 0 | 34.0054 | 0
2023 | 11 | 26 | 1 | 49.4067 | 0 | 19.4048 | 0 | 30.0019 | 0
2023 | 11 | 26 | 2 | 48.9099 | 0 | 19.2097 | 0 | 29.7003 | 0
2023 | 11 | 26 | 3 | 47.4966 | 0 | 18.6546 | 0 | 28.842 | 0
2023 | 11 | 26 | 4 | 46.6986 | 0 | 18.3412 | 0 | 28.3575 | 0
2023 | 11 | 26 | 5 | 45.5702 | 0 | 17.898 | 0 | 27.6723 | 0
2023 | 11 | 26 | 6 | 46.2498 | 0 | 18.1649 | 0 | 28.0849 | 0
2023 | 11 | 26 | 7 | 45.2348 | 0 | 17.7662 | 0 | 27.4686 | 0
2023 | 11 | 26 | 8 | 48.6129 | 0 | 19.093 | 0 | 29.5199 | 0
2023 | 11 | 26 | 9 | 54.7651 | 0 | 21.5093 | 0 | 33.2558 | 0
2023 | 11 | 26 | 10 | 59.0361 | 0 | 23.1868 | 0 | 35.8493 | 0
2023 | 11 | 26 | 11 | 59.2058 | 0 | 23.2534 | 0 | 35.9524 | 0
2023 | 11 | 26 | 12 | 58.084 | 0 | 22.8128 | 0 | 35.2712 | 0
2023 | 11 | 26 | 13 | 54.3072 | 0 | 21.3295 | 0 | 32.9777 | 0
2023 | 11 | 26 | 14 | 53.2011 | 0 | 20.895 | 0 | 32.306 | 0
2023 | 11 | 26 | 15 | 54.1309 | 0 | 21.2602 | 0 | 32.8706 | 0
2023 | 11 | 26 | 16 | 56.938 | 0 | 22.3627 | 0 | 34.5753 | 0
2023 | 11 | 26 | 17 | 61.7706 | 0 | 24.2608 | 0 | 37.5098 | 0
2023 | 11 | 26 | 18 | 68.672 | 0 | 26.9713 | 0 | 41.7006 | 0
2023 | 11 | 26 | 19 | 71.8502 | 0 | 28.2196 | 0 | 43.6306 | 0
2023 | 11 | 26 | 20 | 68.4971 | 0 | 26.9026 | 0 | 41.5944 | 0
2023 | 11 | 26 | 21 | 65.6019 | 0 | 25.7656 | 0 | 39.8364 | 0
2023 | 11 | 26 | 22 | 63.3447 | 0 | 24.879 | 0 | 38.4657 | 0
2023 | 11 | 26 | 23 | 59.3748 | 0 | 23.3198 | 0 | 36.055 | 0
2023 | 11 | 26 | 24 | 55.0409 | 0 | 21.6176 | 0 | 33.4232 | 0
2023 | 11 | 27 | 1 | 52.4024 | 0 | 20.5814 | 0 | 31.821 | 0
2023 | 11 | 27 | 2 | 50.2706 | 0 | 19.7441 | 0 | 30.5265 | 0
2023 | 11 | 27 | 3 | 49.0796 | 0 | 19.2763 | 0 | 29.8033 | 0
2023 | 11 | 27 | 4 | 48.5667 | 0 | 19.0749 | 0 | 29.4918 | 0
2023 | 11 | 27 | 5 | 47.9568 | 0 | 18.8353 | 0 | 29.1215 | 0
2023 | 11 | 27 | 6 | 48.866 | 0 | 19.1924 | 0 | 29.6736 | 0
2023 | 11 | 27 | 7 | 51.0066 | 0 | 20.0332 | 0 | 30.9735 | 0
2023 | 11 | 27 | 8 | 57.6195 | 0 | 22.6304 | 0 | 34.9891 | 0
2023 | 11 | 27 | 9 | 63.8643 | 0 | 25.0831 | 0 | 38.7812 | 0
2023 | 11 | 27 | 10 | 64.3401 | 0 | 25.27 | 0 | 39.0701 | 0
2023 | 11 | 27 | 11 | 61.1076 | 0 | 24.0004 | 0 | 37.1072 | 0
2023 | 11 | 27 | 12 | 57.2426 | 0 | 22.4824 | 0 | 34.7602 | 0
2023 | 11 | 27 | 13 | 53.3637 | 0 | 20.9589 | 0 | 32.4048 | 0
2023 | 11 | 27 | 14 | 52.7049 | 0 | 20.7002 | 0 | 32.0048 | 0
2023 | 11 | 27 | 15 | 54.4094 | 0 | 21.3696 | 0 | 33.0398 | 0
2023 | 11 | 27 | 16 | 57.8825 | 0 | 22.7337 | 0 | 35.1488 | 0
2023 | 11 | 27 | 17 | 62.6396 | 0 | 24.6021 | 0 | 38.0375 | 0
2023 | 11 | 27 | 18 | 70.1781 | 0 | 27.5629 | 0 | 42.6152 | 0
2023 | 11 | 27 | 19 | 76.0107 | 0 | 29.8537 | 0 | 46.157 | 0
2023 | 11 | 27 | 20 | 74.1231 | 0 | 29.1123 | 0 | 45.0108 | 0
2023 | 11 | 27 | 21 | 71.4064 | 0 | 28.0453 | 0 | 43.3611 | 0
2023 | 11 | 27 | 22 | 69.0418 | 0 | 27.1166 | 0 | 41.9252 | 0
2023 | 11 | 27 | 23 | 64.5757 | 0 | 25.3625 | 0 | 39.2132 | 0
2023 | 11 | 27 | 24 | 59.1628 | 0 | 23.2365 | 0 | 35.9263 | 0
2023 | 11 | 28 | 1 | 51.8054 | 0 | 20.3469 | 0 | 31.4585 | 0
2023 | 11 | 28 | 2 | 48.8332 | 0 | 19.1795 | 0 | 29.6537 | 0
2023 | 11 | 28 | 3 | 47.6192 | 0 | 18.7027 | 0 | 28.9164 | 0
2023 | 11 | 28 | 4 | 47.0611 | 0 | 18.4835 | 0 | 28.5776 | 0
2023 | 11 | 28 | 5 | 46.4647 | 0 | 18.2493 | 0 | 28.2154 | 0
2023 | 11 | 28 | 6 | 47.4244 | 0 | 18.6262 | 0 | 28.7982 | 0
2023 | 11 | 28 | 7 | 50.8711 | 0 | 19.9799 | 0 | 30.8911 | 0
2023 | 11 | 28 | 8 | 56.9908 | 0 | 22.3835 | 0 | 34.6073 | 0
2023 | 11 | 28 | 9 | 62.3581 | 0 | 24.4915 | 0 | 37.8666 | 0
2023 | 11 | 28 | 10 | 61.2139 | 0 | 24.0421 | 0 | 37.1718 | 0
2023 | 11 | 28 | 11 | 56.9104 | 0 | 22.3519 | 0 | 34.5585 | 0
2023 | 11 | 28 | 12 | 53.1505 | 0 | 20.8752 | 0 | 32.2753 | 0
2023 | 11 | 28 | 13 | 56.7321 | 0 | 22.2819 | 0 | 34.4502 | 0
2023 | 11 | 28 | 14 | 55.8543 | 0 | 21.9371 | 0 | 33.9172 | 0
2023 | 11 | 28 | 15 | 57.8993 | 0 | 22.7403 | 0 | 35.159 | 0
2023 | 11 | 28 | 16 | 60.8471 | 0 | 23.8981 | 0 | 36.9491 | 0
2023 | 11 | 28 | 17 | 65.0784 | 0 | 25.5599 | 0 | 39.5185 | 0
2023 | 11 | 28 | 18 | 71.5545 | 0 | 28.1035 | 0 | 43.4511 | 0
2023 | 11 | 28 | 19 | 72.2511 | 0 | 28.3771 | 0 | 43.874 | 0
2023 | 11 | 28 | 20 | 69.6769 | 0 | 27.366 | 0 | 42.3109 | 0
2023 | 11 | 28 | 21 | 66.6711 | 0 | 26.1855 | 0 | 40.4856 | 0
2023 | 11 | 28 | 22 | 64.2564 | 0 | 25.2371 | 0 | 39.0193 | 0
2023 | 11 | 28 | 23 | 59.5853 | 0 | 23.4025 | 0 | 36.1828 | 0
2023 | 11 | 28 | 24 | 54.0775 | 0 | 21.2393 | 0 | 32.8382 | 0
2023 | 11 | 29 | 1 | 49.5378 | 0 | 19.4563 | 0 | 30.0815 | 0
2023 | 11 | 29 | 2 | 36.894 | 0 | 14.4903 | 0 | 22.4036 | 0
2023 | 11 | 29 | 3 | 35.0464 | 0 | 13.7647 | 0 | 21.2817 | 0
2023 | 11 | 29 | 4 | 34.1868 | 0 | 13.4271 | 0 | 20.7597 | 0
2023 | 11 | 29 | 5 | 33.9845 | 0 | 13.3476 | 0 | 20.6369 | 0
2023 | 11 | 29 | 6 | 35.1745 | 0 | 13.815 | 0 | 21.3595 | 0
2023 | 11 | 29 | 7 | 34.0181 | 0 | 13.3608 | 0 | 20.6573 | 0
2023 | 11 | 29 | 8 | 40.0156 | 0 | 15.7164 | 0 | 24.2992 | 0
2023 | 11 | 29 | 9 | 46.0033 | 0 | 18.0681 | 0 | 27.9352 | 0
2023 | 11 | 29 | 10 | 46.9998 | 0 | 18.4595 | 0 | 28.5404 | 0
2023 | 11 | 29 | 11 | 45.6208 | 0 | 17.9178 | 0 | 27.7029 | 0
2023 | 11 | 29 | 12 | 44.5252 | 0 | 17.4875 | 0 | 27.0377 | 0
2023 | 11 | 29 | 13 | 51.0912 | 0 | 20.0664 | 0 | 31.0248 | 0
2023 | 11 | 29 | 14 | 50.5137 | 0 | 19.8396 | 0 | 30.6742 | 0
2023 | 11 | 29 | 15 | 51.8903 | 0 | 20.3802 | 0 | 31.5101 | 0
2023 | 11 | 29 | 16 | 54.2532 | 0 | 21.3083 | 0 | 32.9449 | 0
2023 | 11 | 29 | 17 | 57.9129 | 0 | 22.7456 | 0 | 35.1672 | 0
2023 | 11 | 29 | 18 | 64.2012 | 0 | 25.2154 | 0 | 38.9858 | 0
2023 | 11 | 29 | 19 | 69.2993 | 0 | 27.2177 | 0 | 42.0816 | 0
2023 | 11 | 29 | 20 | 67.0952 | 0 | 26.352 | 0 | 40.7431 | 0
2023 | 11 | 29 | 21 | 64.4778 | 0 | 25.324 | 0 | 39.1537 | 0
2023 | 11 | 29 | 22 | 62.292 | 0 | 24.4655 | 0 | 37.8264 | 0
2023 | 11 | 29 | 23 | 57.7941 | 0 | 22.699 | 0 | 35.0951 | 0
2023 | 11 | 29 | 24 | 52.3666 | 0 | 20.5673 | 0 | 31.7993 | 0
2023 | 11 | 30 | 1 | 42.4578 | 0 | 16.6756 | 0 | 25.7823 | 0
2023 | 11 | 30 | 2 | 45.7008 | 0 | 17.9492 | 0 | 27.7515 | 0
2023 | 11 | 30 | 3 | 44.5207 | 0 | 17.4858 | 0 | 27.0349 | 0
2023 | 11 | 30 | 4 | 44.0073 | 0 | 17.2841 | 0 | 26.7232 | 0
2023 | 11 | 30 | 5 | 43.3692 | 0 | 17.0335 | 0 | 26.3357 | 0
2023 | 11 | 30 | 6 | 44.356 | 0 | 17.4211 | 0 | 26.9349 | 0
2023 | 11 | 30 | 7 | 41.2774 | 0 | 16.2119 | 0 | 25.0654 | 0
2023 | 11 | 30 | 8 | 47.9235 | 0 | 18.8222 | 0 | 29.1012 | 0
2023 | 11 | 30 | 9 | 54.2333 | 0 | 21.3004 | 0 | 32.9328 | 0
2023 | 11 | 30 | 10 | 54.8703 | 0 | 21.5506 | 0 | 33.3197 | 0
2023 | 11 | 30 | 11 | 52.087 | 0 | 20.4575 | 0 | 31.6295 | 0
2023 | 11 | 30 | 12 | 49.3807 | 0 | 19.3945 | 0 | 29.9861 | 0
2023 | 11 | 30 | 13 | 59.253 | 0 | 23.272 | 0 | 35.981 | 0
2023 | 11 | 30 | 14 | 59.2374 | 0 | 23.2658 | 0 | 35.9715 | 0
2023 | 11 | 30 | 15 | 60.5959 | 0 | 23.7994 | 0 | 36.7965 | 0
2023 | 11 | 30 | 16 | 63.4713 | 0 | 24.9287 | 0 | 38.5426 | 0
2023 | 11 | 30 | 17 | 66.0347 | 0 | 25.9355 | 0 | 40.0992 | 0
2023 | 11 | 30 | 18 | 70.9559 | 0 | 27.8684 | 0 | 43.0875 | 0
2023 | 11 | 30 | 19 | 69.3152 | 0 | 27.224 | 0 | 42.0912 | 0
2023 | 11 | 30 | 20 | 66.8707 | 0 | 26.2639 | 0 | 40.6068 | 0
2023 | 11 | 30 | 21 | 64.1339 | 0 | 25.189 | 0 | 38.9449 | 0
2023 | 11 | 30 | 22 | 61.7914 | 0 | 24.2689 | 0 | 37.5225 | 0
2023 | 11 | 30 | 23 | 57.2192 | 0 | 22.4732 | 0 | 34.746 | 0
2023 | 11 | 30 | 24 | 51.8461 | 0 | 20.3629 | 0 | 31.4832 | 0
2023 | 12 | 1 | 1 | 47.0925 | 0 | 18.4959 | 0 | 28.5967 | 0
2023 | 12 | 1 | 2 | 38.4248 | 0 | 15.0916 | 0 | 23.3332 | 0
2023 | 12 | 1 | 3 | 36.4641 | 0 | 14.3215 | 0 | 22.1426 | 0
2023 | 12 | 1 | 4 | 36.3894 | 0 | 14.2921 | 0 | 22.0972 | 0
2023 | 12 | 1 | 5 | 36.8389 | 0 | 14.4687 | 0 | 22.3702 | 0
2023 | 12 | 1 | 6 | 37.9982 | 0 | 14.924 | 0 | 23.0742 | 0
2023 | 12 | 1 | 7 | 39.1297 | 0 | 15.3684 | 0 | 23.7613 | 0
2023 | 12 | 1 | 8 | 45.815 | 0 | 17.9941 | 0 | 27.8209 | 0
2023 | 12 | 1 | 9 | 52.1427 | 0 | 20.4793 | 0 | 31.6633 | 0
2023 | 12 | 1 | 10 | 53.9457 | 0 | 21.1875 | 0 | 32.7582 | 0
2023 | 12 | 1 | 11 | 52.0312 | 0 | 20.4356 | 0 | 31.5956 | 0
2023 | 12 | 1 | 12 | 49.6191 | 0 | 19.4882 | 0 | 30.1309 | 0
2023 | 12 | 1 | 13 | 48.6187 | 0 | 19.0953 | 0 | 29.5234 | 0
2023 | 12 | 1 | 14 | 49.1015 | 0 | 19.2849 | 0 | 29.8166 | 0
2023 | 12 | 1 | 15 | 50.9108 | 0 | 19.9955 | 0 | 30.9153 | 0
2023 | 12 | 1 | 16 | 52.2437 | 0 | 20.519 | 0 | 31.7247 | 0
2023 | 12 | 1 | 17 | 55.2898 | 0 | 21.7154 | 0 | 33.5744 | 0
2023 | 12 | 1 | 18 | 60.5543 | 0 | 23.7831 | 0 | 36.7712 | 0
2023 | 12 | 1 | 19 | 63.8047 | 0 | 25.0597 | 0 | 38.745 | 0
2023 | 12 | 1 | 20 | 61.0725 | 0 | 23.9866 | 0 | 37.0859 | 0
2023 | 12 | 1 | 21 | 58.5656 | 0 | 23.002 | 0 | 35.5636 | 0
2023 | 12 | 1 | 22 | 57.0084 | 0 | 22.3904 | 0 | 34.618 | 0
2023 | 12 | 1 | 23 | 53.8924 | 0 | 21.1666 | 0 | 32.7258 | 0
2023 | 12 | 1 | 24 | 48.9583 | 0 | 19.2287 | 0 | 29.7296 | 0
2023 | 12 | 2 | 1 | 47.6052 | 0 | 18.6972 | 0 | 28.908 | 0
2023 | 12 | 2 | 2 | 39.05 | 0 | 15.3371 | 0 | 23.7129 | 0
2023 | 12 | 2 | 3 | 36.3507 | 0 | 14.277 | 0 | 22.0738 | 0
2023 | 12 | 2 | 4 | 35.5509 | 0 | 13.9628 | 0 | 21.5881 | 0
2023 | 12 | 2 | 5 | 35.1294 | 0 | 13.7973 | 0 | 21.3321 | 0
2023 | 12 | 2 | 6 | 35.4541 | 0 | 13.9248 | 0 | 21.5293 | 0
2023 | 12 | 2 | 7 | 37.4877 | 0 | 14.7235 | 0 | 22.7642 | 0
2023 | 12 | 2 | 8 | 41.6837 | 0 | 16.3715 | 0 | 25.3121 | 0
2023 | 12 | 2 | 9 | 48.1015 | 0 | 18.8921 | 0 | 29.2093 | 0
2023 | 12 | 2 | 10 | 50.6862 | 0 | 19.9073 | 0 | 30.7789 | 0
2023 | 12 | 2 | 11 | 48.2513 | 0 | 18.951 | 0 | 29.3003 | 0
2023 | 12 | 2 | 12 | 44.825 | 0 | 17.6053 | 0 | 27.2197 | 0
2023 | 12 | 2 | 13 | 48.2831 | 0 | 18.9635 | 0 | 29.3196 | 0
2023 | 12 | 2 | 14 | 47.8557 | 0 | 18.7956 | 0 | 29.0601 | 0
2023 | 12 | 2 | 15 | 49.2261 | 0 | 19.3338 | 0 | 29.8922 | 0
2023 | 12 | 2 | 16 | 50.8576 | 0 | 19.9746 | 0 | 30.883 | 0
2023 | 12 | 2 | 17 | 54.7617 | 0 | 21.508 | 0 | 33.2537 | 0
2023 | 12 | 2 | 18 | 61.7659 | 0 | 24.2589 | 0 | 37.507 | 0
2023 | 12 | 2 | 19 | 64.2398 | 0 | 25.2306 | 0 | 39.0092 | 0
2023 | 12 | 2 | 20 | 61.3748 | 0 | 24.1053 | 0 | 37.2695 | 0
2023 | 12 | 2 | 21 | 58.0381 | 0 | 22.7948 | 0 | 35.2433 | 0
2023 | 12 | 2 | 22 | 55.7699 | 0 | 21.904 | 0 | 33.8659 | 0
2023 | 12 | 2 | 23 | 52.9071 | 0 | 20.7796 | 0 | 32.1275 | 0
2023 | 12 | 2 | 24 | 48.5366 | 0 | 19.063 | 0 | 29.4736 | 0
2023 | 12 | 3 | 1 | 45.1218 | 0 | 17.7218 | 0 | 27.3999 | 0
2023 | 12 | 3 | 2 | 44.5897 | 0 | 17.5129 | 0 | 27.0768 | 0
2023 | 12 | 3 | 3 | 42.5664 | 0 | 16.7182 | 0 | 25.8482 | 0
2023 | 12 | 3 | 4 | 42.2219 | 0 | 16.5829 | 0 | 25.639 | 0
2023 | 12 | 3 | 5 | 41.6353 | 0 | 16.3525 | 0 | 25.2828 | 0
2023 | 12 | 3 | 6 | 41.7319 | 0 | 16.3904 | 0 | 25.3414 | 0
2023 | 12 | 3 | 7 | 42.3469 | 0 | 16.632 | 0 | 25.7149 | 0
2023 | 12 | 3 | 8 | 46.3717 | 0 | 18.2128 | 0 | 28.1589 | 0
2023 | 12 | 3 | 9 | 52.1408 | 0 | 20.4786 | 0 | 31.6622 | 0
2023 | 12 | 3 | 10 | 53.9972 | 0 | 21.2077 | 0 | 32.7895 | 0
2023 | 12 | 3 | 11 | 50.0102 | 0 | 19.6418 | 0 | 30.3684 | 0
2023 | 12 | 3 | 12 | 45.5662 | 0 | 17.8964 | 0 | 27.6698 | 0
2023 | 12 | 3 | 13 | 51.1512 | 0 | 20.09 | 0 | 31.0613 | 0
2023 | 12 | 3 | 14 | 50.7067 | 0 | 19.9154 | 0 | 30.7914 | 0
2023 | 12 | 3 | 15 | 51.1975 | 0 | 20.1081 | 0 | 31.0894 | 0
2023 | 12 | 3 | 16 | 53.0963 | 0 | 20.8539 | 0 | 32.2424 | 0
2023 | 12 | 3 | 17 | 58.233 | 0 | 22.8714 | 0 | 35.3616 | 0
2023 | 12 | 3 | 18 | 65.9744 | 0 | 25.9118 | 0 | 40.0625 | 0
2023 | 12 | 3 | 19 | 73.1151 | 0 | 28.7164 | 0 | 44.3987 | 0
2023 | 12 | 3 | 20 | 70.184 | 0 | 27.5652 | 0 | 42.6188 | 0
2023 | 12 | 3 | 21 | 66.9479 | 0 | 26.2942 | 0 | 40.6537 | 0
2023 | 12 | 3 | 22 | 64.6417 | 0 | 25.3884 | 0 | 39.2533 | 0
2023 | 12 | 3 | 23 | 61.0333 | 0 | 23.9712 | 0 | 37.0621 | 0
2023 | 12 | 3 | 24 | 56.1295 | 0 | 22.0452 | 0 | 34.0843 | 0
2023 | 12 | 4 | 1 | 49.0276 | 0 | 19.2559 | 0 | 29.7717 | 0
2023 | 12 | 4 | 2 | 53.5471 | 0 | 21.0309 | 0 | 32.5161 | 0
2023 | 12 | 4 | 3 | 51.8542 | 0 | 20.366 | 0 | 31.4881 | 0
2023 | 12 | 4 | 4 | 51.5476 | 0 | 20.2456 | 0 | 31.302 | 0
2023 | 12 | 4 | 5 | 51.2036 | 0 | 20.1105 | 0 | 31.0931 | 0
2023 | 12 | 4 | 6 | 51.6589 | 0 | 20.2894 | 0 | 31.3696 | 0
2023 | 12 | 4 | 7 | 56.4796 | 0 | 22.1827 | 0 | 34.2969 | 0
2023 | 12 | 4 | 8 | 63.5037 | 0 | 24.9415 | 0 | 38.5622 | 0
2023 | 12 | 4 | 9 | 70.0589 | 0 | 27.516 | 0 | 42.5428 | 0
2023 | 12 | 4 | 10 | 71.918 | 0 | 28.2462 | 0 | 43.6718 | 0
2023 | 12 | 4 | 11 | 69.6006 | 0 | 27.3361 | 0 | 42.2646 | 0
2023 | 12 | 4 | 12 | 66.1349 | 0 | 25.9749 | 0 | 40.16 | 0
2023 | 12 | 4 | 13 | 63.0104 | 0 | 24.7477 | 0 | 38.2627 | 0
2023 | 12 | 4 | 14 | 63.6504 | 0 | 24.9991 | 0 | 38.6513 | 0
2023 | 12 | 4 | 15 | 64.6515 | 0 | 25.3923 | 0 | 39.2592 | 0
2023 | 12 | 4 | 16 | 65.7669 | 0 | 25.8304 | 0 | 39.9366 | 0
2023 | 12 | 4 | 17 | 68.8952 | 0 | 27.059 | 0 | 41.8362 | 0
2023 | 12 | 4 | 18 | 74.0556 | 0 | 29.0858 | 0 | 44.9698 | 0
2023 | 12 | 4 | 19 | 75.32 | 0 | 29.5824 | 0 | 45.7376 | 0
2023 | 12 | 4 | 20 | 72.8131 | 0 | 28.5978 | 0 | 44.2153 | 0
2023 | 12 | 4 | 21 | 69.9832 | 0 | 27.4863 | 0 | 42.4969 | 0
2023 | 12 | 4 | 22 | 67.7601 | 0 | 26.6132 | 0 | 41.1469 | 0
2023 | 12 | 4 | 23 | 63.7073 | 0 | 25.0214 | 0 | 38.6859 | 0
2023 | 12 | 4 | 24 | 58.0328 | 0 | 22.7927 | 0 | 35.2401 | 0
2023 | 12 | 5 | 1 | 53.7919 | 0 | 21.1271 | 0 | 32.6648 | 0
2023 | 12 | 5 | 2 | 51.5538 | 0 | 20.2481 | 0 | 31.3057 | 0
2023 | 12 | 5 | 3 | 49.3328 | 0 | 19.3757 | 0 | 29.957 | 0
2023 | 12 | 5 | 4 | 48.6655 | 0 | 19.1137 | 0 | 29.5518 | 0
2023 | 12 | 5 | 5 | 48.2784 | 0 | 18.9616 | 0 | 29.3168 | 0
2023 | 12 | 5 | 6 | 48.7206 | 0 | 19.1353 | 0 | 29.5853 | 0
2023 | 12 | 5 | 7 | 47.3567 | 0 | 18.5996 | 0 | 28.7571 | 0
2023 | 12 | 5 | 8 | 53.6858 | 0 | 21.0854 | 0 | 32.6004 | 0
2023 | 12 | 5 | 9 | 59.8953 | 0 | 23.5242 | 0 | 36.3711 | 0
2023 | 12 | 5 | 10 | 61.4362 | 0 | 24.1294 | 0 | 37.3067 | 0
2023 | 12 | 5 | 11 | 59.7742 | 0 | 23.4767 | 0 | 36.2975 | 0
2023 | 12 | 5 | 12 | 57.8474 | 0 | 22.7199 | 0 | 35.1275 | 0
2023 | 12 | 5 | 13 | 54.2554 | 0 | 21.3091 | 0 | 32.9462 | 0
2023 | 12 | 5 | 14 | 53.7727 | 0 | 21.1196 | 0 | 32.6532 | 0
2023 | 12 | 5 | 15 | 55.1229 | 0 | 21.6499 | 0 | 33.4731 | 0
2023 | 12 | 5 | 16 | 56.673 | 0 | 22.2587 | 0 | 34.4143 | 0
2023 | 12 | 5 | 17 | 60.7446 | 0 | 23.8578 | 0 | 36.8868 | 0
2023 | 12 | 5 | 18 | 67.1129 | 0 | 26.359 | 0 | 40.7539 | 0
2023 | 12 | 5 | 19 | 74.9137 | 0 | 29.4228 | 0 | 45.4909 | 0
2023 | 12 | 5 | 20 | 72.7265 | 0 | 28.5638 | 0 | 44.1628 | 0
2023 | 12 | 5 | 21 | 70.1371 | 0 | 27.5468 | 0 | 42.5903 | 0
2023 | 12 | 5 | 22 | 67.9678 | 0 | 26.6947 | 0 | 41.273 | 0
2023 | 12 | 5 | 23 | 63.7687 | 0 | 25.0455 | 0 | 38.7231 | 0
2023 | 12 | 5 | 24 | 57.8339 | 0 | 22.7146 | 0 | 35.1193 | 0
2023 | 12 | 6 | 1 | 50.7619 | 0 | 19.937 | 0 | 30.8248 | 0
2023 | 12 | 6 | 2 | 51.7057 | 0 | 20.3077 | 0 | 31.398 | 0
2023 | 12 | 6 | 3 | 49.8119 | 0 | 19.5639 | 0 | 30.248 | 0
2023 | 12 | 6 | 4 | 49.3193 | 0 | 19.3705 | 0 | 29.9489 | 0
2023 | 12 | 6 | 5 | 49.2836 | 0 | 19.3564 | 0 | 29.9271 | 0
2023 | 12 | 6 | 6 | 49.9274 | 0 | 19.6093 | 0 | 30.3181 | 0
2023 | 12 | 6 | 7 | 45.0085 | 0 | 17.6774 | 0 | 27.3311 | 0
2023 | 12 | 6 | 8 | 51.6366 | 0 | 20.2806 | 0 | 31.356 | 0
2023 | 12 | 6 | 9 | 57.6973 | 0 | 22.661 | 0 | 35.0363 | 0
2023 | 12 | 6 | 10 | 58.5797 | 0 | 23.0075 | 0 | 35.5722 | 0
2023 | 12 | 6 | 11 | 55.8023 | 0 | 21.9167 | 0 | 33.8856 | 0
2023 | 12 | 6 | 12 | 52.9743 | 0 | 20.806 | 0 | 32.1683 | 0
2023 | 12 | 6 | 13 | 57.5668 | 0 | 22.6097 | 0 | 34.9571 | 0
2023 | 12 | 6 | 14 | 57.7563 | 0 | 22.6841 | 0 | 35.0721 | 0
2023 | 12 | 6 | 15 | 58.5688 | 0 | 23.0032 | 0 | 35.5655 | 0
2023 | 12 | 6 | 16 | 59.2473 | 0 | 23.2698 | 0 | 35.9776 | 0
2023 | 12 | 6 | 17 | 62.2981 | 0 | 24.468 | 0 | 37.8302 | 0
2023 | 12 | 6 | 18 | 67.9203 | 0 | 26.6761 | 0 | 41.2442 | 0
2023 | 12 | 6 | 19 | 73.1835 | 0 | 28.7433 | 0 | 44.4402 | 0
2023 | 12 | 6 | 20 | 70.571 | 0 | 27.7172 | 0 | 42.8538 | 0
2023 | 12 | 6 | 21 | 67.9274 | 0 | 26.6789 | 0 | 41.2485 | 0
2023 | 12 | 6 | 22 | 65.7781 | 0 | 25.8348 | 0 | 39.9434 | 0
2023 | 12 | 6 | 23 | 61.6572 | 0 | 24.2162 | 0 | 37.441 | 0
2023 | 12 | 6 | 24 | 55.8622 | 0 | 21.9402 | 0 | 33.922 | 0
2023 | 12 | 7 | 1 | 50.5742 | 0 | 19.8633 | 0 | 30.7109 | 0
2023 | 12 | 7 | 2 | 43.3133 | 0 | 17.0116 | 0 | 26.3017 | 0
2023 | 12 | 7 | 3 | 41.0687 | 0 | 16.13 | 0 | 24.9388 | 0
2023 | 12 | 7 | 4 | 40.6832 | 0 | 15.9786 | 0 | 24.7046 | 0
2023 | 12 | 7 | 5 | 40.5587 | 0 | 15.9297 | 0 | 24.629 | 0
2023 | 12 | 7 | 6 | 41.4784 | 0 | 16.2909 | 0 | 25.1875 | 0
2023 | 12 | 7 | 7 | 44.8105 | 0 | 17.5996 | 0 | 27.2109 | 0
2023 | 12 | 7 | 8 | 51.6273 | 0 | 20.2769 | 0 | 31.3504 | 0
2023 | 12 | 7 | 9 | 57.8856 | 0 | 22.7349 | 0 | 35.1507 | 0
2023 | 12 | 7 | 10 | 59.3382 | 0 | 23.3054 | 0 | 36.0328 | 0
2023 | 12 | 7 | 11 | 57.2792 | 0 | 22.4967 | 0 | 34.7824 | 0
2023 | 12 | 7 | 12 | 55.5339 | 0 | 21.8113 | 0 | 33.7226 | 0
2023 | 12 | 7 | 13 | 54.2528 | 0 | 21.3081 | 0 | 32.9447 | 0
2023 | 12 | 7 | 14 | 53.9324 | 0 | 21.1823 | 0 | 32.7501 | 0
2023 | 12 | 7 | 15 | 54.7163 | 0 | 21.4902 | 0 | 33.2261 | 0
2023 | 12 | 7 | 16 | 56.5068 | 0 | 22.1934 | 0 | 34.3134 | 0
2023 | 12 | 7 | 17 | 59.7265 | 0 | 23.4579 | 0 | 36.2685 | 0
2023 | 12 | 7 | 18 | 65.9038 | 0 | 25.8841 | 0 | 40.0197 | 0
2023 | 12 | 7 | 19 | 68.1923 | 0 | 26.7829 | 0 | 41.4094 | 0
2023 | 12 | 7 | 20 | 66.7292 | 0 | 26.2083 | 0 | 40.5209 | 0
2023 | 12 | 7 | 21 | 64.8037 | 0 | 25.452 | 0 | 39.3516 | 0
2023 | 12 | 7 | 22 | 62.8397 | 0 | 24.6807 | 0 | 38.159 | 0
2023 | 12 | 7 | 23 | 58.9161 | 0 | 23.1396 | 0 | 35.7764 | 0
2023 | 12 | 7 | 24 | 53.5872 | 0 | 21.0467 | 0 | 32.5405 | 0
2023 | 12 | 8 | 1 | 50.8624 | 0 | 19.9765 | 0 | 30.8859 | 0
2023 | 12 | 8 | 2 | 44.6748 | 0 | 17.5463 | 0 | 27.1285 | 0
2023 | 12 | 8 | 3 | 42.727 | 0 | 16.7813 | 0 | 25.9457 | 0
2023 | 12 | 8 | 4 | 42.6195 | 0 | 16.7391 | 0 | 25.8804 | 0
2023 | 12 | 8 | 5 | 42.7854 | 0 | 16.8042 | 0 | 25.9812 | 0
2023 | 12 | 8 | 6 | 44.0544 | 0 | 17.3026 | 0 | 26.7517 | 0
2023 | 12 | 8 | 7 | 44.8823 | 0 | 17.6278 | 0 | 27.2545 | 0
2023 | 12 | 8 | 8 | 51.4142 | 0 | 20.1932 | 0 | 31.221 | 0
2023 | 12 | 8 | 9 | 58.5358 | 0 | 22.9903 | 0 | 35.5455 | 0
2023 | 12 | 8 | 10 | 61.4975 | 0 | 24.1535 | 0 | 37.344 | 0
2023 | 12 | 8 | 11 | 60.3811 | 0 | 23.715 | 0 | 36.666 | 0
2023 | 12 | 8 | 12 | 58.1225 | 0 | 22.828 | 0 | 35.2945 | 0
2023 | 12 | 8 | 13 | 56.6482 | 0 | 22.2489 | 0 | 34.3993 | 0
2023 | 12 | 8 | 14 | 56.3601 | 0 | 22.1358 | 0 | 34.2243 | 0
2023 | 12 | 8 | 15 | 57.6949 | 0 | 22.66 | 0 | 35.0349 | 0
2023 | 12 | 8 | 16 | 58.6041 | 0 | 23.0171 | 0 | 35.587 | 0
2023 | 12 | 8 | 17 | 61.1432 | 0 | 24.0144 | 0 | 37.1289 | 0
2023 | 12 | 8 | 18 | 66.1738 | 0 | 25.9902 | 0 | 40.1837 | 0
2023 | 12 | 8 | 19 | 66.1018 | 0 | 25.9619 | 0 | 40.1399 | 0
2023 | 12 | 8 | 20 | 63.8026 | 0 | 25.0588 | 0 | 38.7437 | 0
2023 | 12 | 8 | 21 | 61.2812 | 0 | 24.0685 | 0 | 37.2126 | 0
2023 | 12 | 8 | 22 | 59.8656 | 0 | 23.5126 | 0 | 36.353 | 0
2023 | 12 | 8 | 23 | 56.6933 | 0 | 22.2666 | 0 | 34.4267 | 0
2023 | 12 | 8 | 24 | 51.874 | 0 | 20.3738 | 0 | 31.5002 | 0
2023 | 12 | 9 | 1 | 51.4902 | 0 | 20.2231 | 0 | 31.2671 | 0
2023 | 12 | 9 | 2 | 49.3758 | 0 | 19.3926 | 0 | 29.9831 | 0
2023 | 12 | 9 | 3 | 47.2785 | 0 | 18.5689 | 0 | 28.7096 | 0
2023 | 12 | 9 | 4 | 46.8623 | 0 | 18.4055 | 0 | 28.4569 | 0
2023 | 12 | 9 | 5 | 46.7149 | 0 | 18.3475 | 0 | 28.3673 | 0
2023 | 12 | 9 | 6 | 47.3061 | 0 | 18.5798 | 0 | 28.7264 | 0
2023 | 12 | 9 | 7 | 49.2996 | 0 | 19.3627 | 0 | 29.9369 | 0
2023 | 12 | 9 | 8 | 53.3228 | 0 | 20.9428 | 0 | 32.3799 | 0
2023 | 12 | 9 | 9 | 58.7886 | 0 | 23.0896 | 0 | 35.699 | 0
2023 | 12 | 9 | 10 | 61.6857 | 0 | 24.2274 | 0 | 37.4583 | 0
2023 | 12 | 9 | 11 | 60.2804 | 0 | 23.6755 | 0 | 36.6049 | 0
2023 | 12 | 9 | 12 | 56.6184 | 0 | 22.2372 | 0 | 34.3812 | 0
2023 | 12 | 9 | 13 | 59.4452 | 0 | 23.3475 | 0 | 36.0977 | 0
2023 | 12 | 9 | 14 | 58.4318 | 0 | 22.9494 | 0 | 35.4823 | 0
2023 | 12 | 9 | 15 | 58.8411 | 0 | 23.1102 | 0 | 35.7309 | 0
2023 | 12 | 9 | 16 | 61.0678 | 0 | 23.9848 | 0 | 37.0831 | 0
2023 | 12 | 9 | 17 | 65.2693 | 0 | 25.6349 | 0 | 39.6344 | 0
2023 | 12 | 9 | 18 | 71.9298 | 0 | 28.2509 | 0 | 43.6789 | 0
2023 | 12 | 9 | 19 | 77.3774 | 0 | 30.3904 | 0 | 46.987 | 0
2023 | 12 | 9 | 20 | 75.5389 | 0 | 29.6684 | 0 | 45.8705 | 0
2023 | 12 | 9 | 21 | 72.341 | 0 | 28.4123 | 0 | 43.9286 | 0
2023 | 12 | 9 | 22 | 69.9395 | 0 | 27.4692 | 0 | 42.4704 | 0
2023 | 12 | 9 | 23 | 66.5313 | 0 | 26.1306 | 0 | 40.4007 | 0
2023 | 12 | 9 | 24 | 61.794 | 0 | 24.27 | 0 | 37.5241 | 0
2023 | 12 | 10 | 1 | 52.1905 | 0 | 20.4981 | 0 | 31.6924 | 0
2023 | 12 | 10 | 2 | 54.9659 | 0 | 21.5882 | 0 | 33.3777 | 0
2023 | 12 | 10 | 3 | 52.9611 | 0 | 20.8008 | 0 | 32.1603 | 0
2023 | 12 | 10 | 4 | 52.3274 | 0 | 20.5519 | 0 | 31.7755 | 0
2023 | 12 | 10 | 5 | 51.5926 | 0 | 20.2633 | 0 | 31.3293 | 0
2023 | 12 | 10 | 6 | 51.6559 | 0 | 20.2882 | 0 | 31.3677 | 0
2023 | 12 | 10 | 7 | 47.0922 | 0 | 18.4958 | 0 | 28.5965 | 0
2023 | 12 | 10 | 8 | 50.385 | 0 | 19.789 | 0 | 30.596 | 0
2023 | 12 | 10 | 9 | 55.5925 | 0 | 21.8343 | 0 | 33.7582 | 0
2023 | 12 | 10 | 10 | 59.9923 | 0 | 23.5623 | 0 | 36.43 | 0
2023 | 12 | 10 | 11 | 60.5879 | 0 | 23.7963 | 0 | 36.7917 | 0
2023 | 12 | 10 | 12 | 59.5518 | 0 | 23.3893 | 0 | 36.1625 | 0
2023 | 12 | 10 | 13 | 49.8029 | 0 | 19.5604 | 0 | 30.2425 | 0
2023 | 12 | 10 | 14 | 49.1144 | 0 | 19.29 | 0 | 29.8244 | 0
2023 | 12 | 10 | 15 | 49.6159 | 0 | 19.4869 | 0 | 30.1289 | 0
2023 | 12 | 10 | 16 | 52.4187 | 0 | 20.5878 | 0 | 31.831 | 0
2023 | 12 | 10 | 17 | 58.5314 | 0 | 22.9886 | 0 | 35.5428 | 0
2023 | 12 | 10 | 18 | 67.4724 | 0 | 26.5002 | 0 | 40.9722 | 0
2023 | 12 | 10 | 19 | 72.3665 | 0 | 28.4224 | 0 | 43.9441 | 0
2023 | 12 | 10 | 20 | 70.3638 | 0 | 27.6358 | 0 | 42.728 | 0
2023 | 12 | 10 | 21 | 67.5292 | 0 | 26.5225 | 0 | 41.0067 | 0
2023 | 12 | 10 | 22 | 65.4931 | 0 | 25.7228 | 0 | 39.7703 | 0
2023 | 12 | 10 | 23 | 61.7332 | 0 | 24.2461 | 0 | 37.4871 | 0
2023 | 12 | 10 | 24 | 57.1917 | 0 | 22.4624 | 0 | 34.7293 | 0
2023 | 12 | 11 | 1 | 55.744 | 0 | 21.8938 | 0 | 33.8502 | 0
2023 | 12 | 11 | 2 | 51.2671 | 0 | 20.1355 | 0 | 31.1316 | 0
2023 | 12 | 11 | 3 | 49.4131 | 0 | 19.4073 | 0 | 30.0058 | 0
2023 | 12 | 11 | 4 | 49.0836 | 0 | 19.2779 | 0 | 29.8057 | 0
2023 | 12 | 11 | 5 | 48.7669 | 0 | 19.1535 | 0 | 29.6134 | 0
2023 | 12 | 11 | 6 | 49.6834 | 0 | 19.5134 | 0 | 30.1699 | 0
2023 | 12 | 11 | 7 | 59.2247 | 0 | 23.2609 | 0 | 35.9638 | 0
2023 | 12 | 11 | 8 | 65.9829 | 0 | 25.9152 | 0 | 40.0677 | 0
2023 | 12 | 11 | 9 | 72.7579 | 0 | 28.5761 | 0 | 44.1818 | 0
2023 | 12 | 11 | 10 | 74.4776 | 0 | 29.2515 | 0 | 45.2261 | 0
2023 | 12 | 11 | 11 | 71.6848 | 0 | 28.1546 | 0 | 43.5301 | 0
2023 | 12 | 11 | 12 | 67.8263 | 0 | 26.6392 | 0 | 41.1871 | 0
2023 | 12 | 11 | 13 | 55.7979 | 0 | 21.9149 | 0 | 33.8829 | 0
2023 | 12 | 11 | 14 | 55.3553 | 0 | 21.7411 | 0 | 33.6142 | 0
2023 | 12 | 11 | 15 | 56.1252 | 0 | 22.0435 | 0 | 34.0817 | 0
2023 | 12 | 11 | 16 | 57.2444 | 0 | 22.4831 | 0 | 34.7613 | 0
2023 | 12 | 11 | 17 | 61.4882 | 0 | 24.1499 | 0 | 37.3383 | 0
2023 | 12 | 11 | 18 | 68.8285 | 0 | 27.0328 | 0 | 41.7957 | 0
2023 | 12 | 11 | 19 | 69.6582 | 0 | 27.3587 | 0 | 42.2995 | 0
2023 | 12 | 11 | 20 | 67.9456 | 0 | 26.6861 | 0 | 41.2596 | 0
2023 | 12 | 11 | 21 | 65.3752 | 0 | 25.6765 | 0 | 39.6987 | 0
2023 | 12 | 11 | 22 | 63.3679 | 0 | 24.8881 | 0 | 38.4798 | 0
2023 | 12 | 11 | 23 | 59.5344 | 0 | 23.3825 | 0 | 36.1519 | 0
2023 | 12 | 11 | 24 | 54.4607 | 0 | 21.3898 | 0 | 33.0709 | 0
2023 | 12 | 12 | 1 | 53.7971 | 0 | 21.1291 | 0 | 32.6679 | 0
2023 | 12 | 12 | 2 | 43.0964 | 0 | 16.9264 | 0 | 26.17 | 0
2023 | 12 | 12 | 3 | 40.8905 | 0 | 16.06 | 0 | 24.8305 | 0
2023 | 12 | 12 | 4 | 40.4018 | 0 | 15.8681 | 0 | 24.5338 | 0
2023 | 12 | 12 | 5 | 40.3234 | 0 | 15.8373 | 0 | 24.4862 | 0
2023 | 12 | 12 | 6 | 41.5796 | 0 | 16.3306 | 0 | 25.249 | 0
2023 | 12 | 12 | 7 | 45.9153 | 0 | 18.0335 | 0 | 27.8818 | 0
2023 | 12 | 12 | 8 | 52.1139 | 0 | 20.4681 | 0 | 31.6459 | 0
2023 | 12 | 12 | 9 | 58.6218 | 0 | 23.0241 | 0 | 35.5977 | 0
2023 | 12 | 12 | 10 | 60.0648 | 0 | 23.5908 | 0 | 36.474 | 0
2023 | 12 | 12 | 11 | 57.7707 | 0 | 22.6898 | 0 | 35.0809 | 0
2023 | 12 | 12 | 12 | 55.431 | 0 | 21.7709 | 0 | 33.6601 | 0
2023 | 12 | 12 | 13 | 51.869 | 0 | 20.3719 | 0 | 31.4972 | 0
2023 | 12 | 12 | 14 | 50.9071 | 0 | 19.9941 | 0 | 30.913 | 0
2023 | 12 | 12 | 15 | 52.1406 | 0 | 20.4785 | 0 | 31.662 | 0
2023 | 12 | 12 | 16 | 53.6623 | 0 | 21.0762 | 0 | 32.5861 | 0
2023 | 12 | 12 | 17 | 57.9425 | 0 | 22.7573 | 0 | 35.1852 | 0
2023 | 12 | 12 | 18 | 65.044 | 0 | 25.5464 | 0 | 39.4976 | 0
2023 | 12 | 12 | 19 | 71.2591 | 0 | 27.9875 | 0 | 43.2717 | 0
2023 | 12 | 12 | 20 | 69.4167 | 0 | 27.2638 | 0 | 42.1529 | 0
2023 | 12 | 12 | 21 | 66.9006 | 0 | 26.2756 | 0 | 40.625 | 0
2023 | 12 | 12 | 22 | 64.8272 | 0 | 25.4613 | 0 | 39.3659 | 0
2023 | 12 | 12 | 23 | 60.7881 | 0 | 23.8749 | 0 | 36.9132 | 0
2023 | 12 | 12 | 24 | 55.2738 | 0 | 21.7091 | 0 | 33.5647 | 0
2023 | 12 | 13 | 1 | 48.8968 | 0 | 19.2045 | 0 | 29.6923 | 0
2023 | 12 | 13 | 2 | 49.2305 | 0 | 19.3356 | 0 | 29.8949 | 0
2023 | 12 | 13 | 3 | 47.4214 | 0 | 18.6251 | 0 | 28.7964 | 0
2023 | 12 | 13 | 4 | 47.0828 | 0 | 18.4921 | 0 | 28.5907 | 0
2023 | 12 | 13 | 5 | 47.2442 | 0 | 18.5554 | 0 | 28.6888 | 0
2023 | 12 | 13 | 6 | 48.5059 | 0 | 19.051 | 0 | 29.4549 | 0
2023 | 12 | 13 | 7 | 50.9285 | 0 | 20.0025 | 0 | 30.9261 | 0
2023 | 12 | 13 | 8 | 57.6463 | 0 | 22.641 | 0 | 35.0054 | 0
2023 | 12 | 13 | 9 | 64.3793 | 0 | 25.2854 | 0 | 39.0939 | 0
2023 | 12 | 13 | 10 | 66.2007 | 0 | 26.0007 | 0 | 40.2 | 0
2023 | 12 | 13 | 11 | 63.5445 | 0 | 24.9575 | 0 | 38.587 | 0
2023 | 12 | 13 | 12 | 60.4176 | 0 | 23.7294 | 0 | 36.6882 | 0
2023 | 12 | 13 | 13 | 57.9848 | 0 | 22.7739 | 0 | 35.2109 | 0
2023 | 12 | 13 | 14 | 57.5309 | 0 | 22.5956 | 0 | 34.9353 | 0
2023 | 12 | 13 | 15 | 58.3779 | 0 | 22.9283 | 0 | 35.4496 | 0
2023 | 12 | 13 | 16 | 59.4161 | 0 | 23.336 | 0 | 36.0801 | 0
2023 | 12 | 13 | 17 | 62.7389 | 0 | 24.6411 | 0 | 38.0978 | 0
2023 | 12 | 13 | 18 | 69.2891 | 0 | 27.2137 | 0 | 42.0754 | 0
2023 | 12 | 13 | 19 | 73.055 | 0 | 28.6928 | 0 | 44.3622 | 0
2023 | 12 | 13 | 20 | 70.9468 | 0 | 27.8648 | 0 | 43.082 | 0
2023 | 12 | 13 | 21 | 68.5595 | 0 | 26.9272 | 0 | 41.6323 | 0
2023 | 12 | 13 | 22 | 66.476 | 0 | 26.1088 | 0 | 40.3671 | 0
2023 | 12 | 13 | 23 | 62.4705 | 0 | 24.5357 | 0 | 37.9349 | 0
2023 | 12 | 13 | 24 | 56.9772 | 0 | 22.3781 | 0 | 34.5991 | 0
2023 | 12 | 14 | 1 | 54.1742 | 0 | 21.2773 | 0 | 32.897 | 0
2023 | 12 | 14 | 2 | 48.2832 | 0 | 18.9635 | 0 | 29.3197 | 0
2023 | 12 | 14 | 3 | 46.391 | 0 | 18.2203 | 0 | 28.1706 | 0
2023 | 12 | 14 | 4 | 46.3125 | 0 | 18.1895 | 0 | 28.123 | 0
2023 | 12 | 14 | 5 | 46.4323 | 0 | 18.2366 | 0 | 28.1957 | 0
2023 | 12 | 14 | 6 | 47.9259 | 0 | 18.8232 | 0 | 29.1027 | 0
2023 | 12 | 14 | 7 | 48.7068 | 0 | 19.1299 | 0 | 29.5769 | 0
2023 | 12 | 14 | 8 | 55.8146 | 0 | 21.9215 | 0 | 33.8931 | 0
2023 | 12 | 14 | 9 | 62.7375 | 0 | 24.6405 | 0 | 38.097 | 0
2023 | 12 | 14 | 10 | 63.5075 | 0 | 24.9429 | 0 | 38.5645 | 0
2023 | 12 | 14 | 11 | 59.3576 | 0 | 23.313 | 0 | 36.0445 | 0
2023 | 12 | 14 | 12 | 54.7838 | 0 | 21.5167 | 0 | 33.2671 | 0
2023 | 12 | 14 | 13 | 50.3935 | 0 | 19.7923 | 0 | 30.6011 | 0
2023 | 12 | 14 | 14 | 48.6045 | 0 | 19.0897 | 0 | 29.5148 | 0
2023 | 12 | 14 | 15 | 49.3765 | 0 | 19.3929 | 0 | 29.9836 | 0
2023 | 12 | 14 | 16 | 51.5365 | 0 | 20.2413 | 0 | 31.2952 | 0
2023 | 12 | 14 | 17 | 56.3754 | 0 | 22.1418 | 0 | 34.2337 | 0
2023 | 12 | 14 | 18 | 65.7957 | 0 | 25.8417 | 0 | 39.9541 | 0
2023 | 12 | 14 | 19 | 71.9127 | 0 | 28.2441 | 0 | 43.6685 | 0
2023 | 12 | 14 | 20 | 70.3614 | 0 | 27.6349 | 0 | 42.7265 | 0
2023 | 12 | 14 | 21 | 68.2918 | 0 | 26.822 | 0 | 41.4698 | 0
2023 | 12 | 14 | 22 | 66.2608 | 0 | 26.0243 | 0 | 40.2365 | 0
2023 | 12 | 14 | 23 | 62.3135 | 0 | 24.474 | 0 | 37.8395 | 0
2023 | 12 | 14 | 24 | 57.1501 | 0 | 22.4461 | 0 | 34.7041 | 0
2023 | 12 | 15 | 1 | 57.7574 | 0 | 22.6846 | 0 | 35.0728 | 0
2023 | 12 | 15 | 2 | 44.6523 | 0 | 17.5374 | 0 | 27.1148 | 0
2023 | 12 | 15 | 3 | 42.4857 | 0 | 16.6865 | 0 | 25.7992 | 0
2023 | 12 | 15 | 4 | 42.386 | 0 | 16.6474 | 0 | 25.7387 | 0
2023 | 12 | 15 | 5 | 42.6338 | 0 | 16.7447 | 0 | 25.8891 | 0
2023 | 12 | 15 | 6 | 44.3141 | 0 | 17.4046 | 0 | 26.9095 | 0
2023 | 12 | 15 | 7 | 45.7604 | 0 | 17.9727 | 0 | 27.7877 | 0
2023 | 12 | 15 | 8 | 52.2061 | 0 | 20.5043 | 0 | 31.7019 | 0
2023 | 12 | 15 | 9 | 59.5356 | 0 | 23.383 | 0 | 36.1526 | 0
2023 | 12 | 15 | 10 | 61.4944 | 0 | 24.1523 | 0 | 37.3421 | 0
2023 | 12 | 15 | 11 | 58.8689 | 0 | 23.1211 | 0 | 35.7478 | 0
2023 | 12 | 15 | 12 | 55.0803 | 0 | 21.6331 | 0 | 33.4472 | 0
2023 | 12 | 15 | 13 | 47.5443 | 0 | 18.6733 | 0 | 28.871 | 0
2023 | 12 | 15 | 14 | 45.6233 | 0 | 17.9188 | 0 | 27.7045 | 0
2023 | 12 | 15 | 15 | 46.8234 | 0 | 18.3902 | 0 | 28.4332 | 0
2023 | 12 | 15 | 16 | 47.7775 | 0 | 18.7649 | 0 | 29.0126 | 0
2023 | 12 | 15 | 17 | 52.0345 | 0 | 20.4369 | 0 | 31.5976 | 0
2023 | 12 | 15 | 18 | 60.336 | 0 | 23.6973 | 0 | 36.6387 | 0
2023 | 12 | 15 | 19 | 69.978 | 0 | 27.4843 | 0 | 42.4937 | 0
2023 | 12 | 15 | 20 | 68.1527 | 0 | 26.7674 | 0 | 41.3853 | 0
2023 | 12 | 15 | 21 | 65.6207 | 0 | 25.7729 | 0 | 39.8478 | 0
2023 | 12 | 15 | 22 | 64.2048 | 0 | 25.2168 | 0 | 38.988 | 0
2023 | 12 | 15 | 23 | 61.0063 | 0 | 23.9606 | 0 | 37.0457 | 0
2023 | 12 | 15 | 24 | 56.3361 | 0 | 22.1263 | 0 | 34.2097 | 0
2023 | 12 | 16 | 1 | 55.903 | 0 | 21.9562 | 0 | 33.9467 | 0
2023 | 12 | 16 | 2 | 50.9054 | 0 | 19.9934 | 0 | 30.912 | 0
2023 | 12 | 16 | 3 | 48.24 | 0 | 18.9465 | 0 | 29.2934 | 0
2023 | 12 | 16 | 4 | 47.2556 | 0 | 18.5599 | 0 | 28.6957 | 0
2023 | 12 | 16 | 5 | 47.0264 | 0 | 18.4699 | 0 | 28.5565 | 0
2023 | 12 | 16 | 6 | 47.6085 | 0 | 18.6985 | 0 | 28.91 | 0
2023 | 12 | 16 | 7 | 50.808 | 0 | 19.9552 | 0 | 30.8529 | 0
2023 | 12 | 16 | 8 | 53.9985 | 0 | 21.2082 | 0 | 32.7903 | 0
2023 | 12 | 16 | 9 | 58.2215 | 0 | 22.8668 | 0 | 35.3546 | 0
2023 | 12 | 16 | 10 | 60.6676 | 0 | 23.8276 | 0 | 36.84 | 0
2023 | 12 | 16 | 11 | 60.1828 | 0 | 23.6372 | 0 | 36.5457 | 0
2023 | 12 | 16 | 12 | 57.3143 | 0 | 22.5106 | 0 | 34.8038 | 0
2023 | 12 | 16 | 13 | 58.0094 | 0 | 22.7836 | 0 | 35.2259 | 0
2023 | 12 | 16 | 14 | 56.6502 | 0 | 22.2497 | 0 | 34.4005 | 0
2023 | 12 | 16 | 15 | 56.4837 | 0 | 22.1843 | 0 | 34.2994 | 0
2023 | 12 | 16 | 16 | 58.5838 | 0 | 23.0091 | 0 | 35.5746 | 0
2023 | 12 | 16 | 17 | 63.1178 | 0 | 24.7899 | 0 | 38.3279 | 0
2023 | 12 | 16 | 18 | 69.8421 | 0 | 27.4309 | 0 | 42.4112 | 0
2023 | 12 | 16 | 19 | 78.123 | 0 | 30.6833 | 0 | 47.4397 | 0
2023 | 12 | 16 | 20 | 75.5436 | 0 | 29.6702 | 0 | 45.8734 | 0
2023 | 12 | 16 | 21 | 71.3986 | 0 | 28.0422 | 0 | 43.3564 | 0
2023 | 12 | 16 | 22 | 68.5507 | 0 | 26.9237 | 0 | 41.627 | 0
2023 | 12 | 16 | 23 | 65.0757 | 0 | 25.5589 | 0 | 39.5169 | 0
2023 | 12 | 16 | 24 | 60.5868 | 0 | 23.7958 | 0 | 36.791 | 0
2023 | 12 | 17 | 1 | 54.1977 | 0 | 21.2865 | 0 | 32.9112 | 0
2023 | 12 | 17 | 2 | 49.7937 | 0 | 19.5568 | 0 | 30.2369 | 0
2023 | 12 | 17 | 3 | 47.1097 | 0 | 18.5026 | 0 | 28.6071 | 0
2023 | 12 | 17 | 4 | 45.715 | 0 | 17.9548 | 0 | 27.7602 | 0
2023 | 12 | 17 | 5 | 45.0095 | 0 | 17.6778 | 0 | 27.3318 | 0
2023 | 12 | 17 | 6 | 45.6018 | 0 | 17.9104 | 0 | 27.6914 | 0
2023 | 12 | 17 | 7 | 49.0987 | 0 | 19.2838 | 0 | 29.8149 | 0
2023 | 12 | 17 | 8 | 51.3482 | 0 | 20.1673 | 0 | 31.1809 | 0
2023 | 12 | 17 | 9 | 55.5456 | 0 | 21.8159 | 0 | 33.7298 | 0
2023 | 12 | 17 | 10 | 59.4345 | 0 | 23.3433 | 0 | 36.0912 | 0
2023 | 12 | 17 | 11 | 60.658 | 0 | 23.8238 | 0 | 36.8342 | 0
2023 | 12 | 17 | 12 | 60.0674 | 0 | 23.5919 | 0 | 36.4756 | 0
2023 | 12 | 17 | 13 | 57.6978 | 0 | 22.6612 | 0 | 35.0367 | 0
2023 | 12 | 17 | 14 | 56.9593 | 0 | 22.3711 | 0 | 34.5882 | 0
2023 | 12 | 17 | 15 | 56.4266 | 0 | 22.1619 | 0 | 34.2647 | 0
2023 | 12 | 17 | 16 | 58.3574 | 0 | 22.9202 | 0 | 35.4372 | 0
2023 | 12 | 17 | 17 | 62.9326 | 0 | 24.7171 | 0 | 38.2154 | 0
2023 | 12 | 17 | 18 | 69.0975 | 0 | 27.1385 | 0 | 41.9591 | 0
2023 | 12 | 17 | 19 | 75.3385 | 0 | 29.5897 | 0 | 45.7489 | 0
2023 | 12 | 17 | 20 | 72.8801 | 0 | 28.6241 | 0 | 44.256 | 0
2023 | 12 | 17 | 21 | 69.6471 | 0 | 27.3543 | 0 | 42.2928 | 0
2023 | 12 | 17 | 22 | 67.2748 | 0 | 26.4226 | 0 | 40.8522 | 0
2023 | 12 | 17 | 23 | 63.6624 | 0 | 25.0038 | 0 | 38.6586 | 0
2023 | 12 | 17 | 24 | 59.1795 | 0 | 23.2431 | 0 | 35.9364 | 0
2023 | 12 | 18 | 1 | 50.6262 | 0 | 19.8837 | 0 | 30.7424 | 0
2023 | 12 | 18 | 2 | 52.3734 | 0 | 20.57 | 0 | 31.8034 | 0
2023 | 12 | 18 | 3 | 51.0874 | 0 | 20.0649 | 0 | 31.0225 | 0
2023 | 12 | 18 | 4 | 51.0509 | 0 | 20.0506 | 0 | 31.0004 | 0
2023 | 12 | 18 | 5 | 50.9231 | 0 | 20.0004 | 0 | 30.9228 | 0
2023 | 12 | 18 | 6 | 52.3673 | 0 | 20.5676 | 0 | 31.7997 | 0
2023 | 12 | 18 | 7 | 48.3894 | 0 | 19.0052 | 0 | 29.3842 | 0
2023 | 12 | 18 | 8 | 55.3707 | 0 | 21.7472 | 0 | 33.6235 | 0
2023 | 12 | 18 | 9 | 62.7125 | 0 | 24.6307 | 0 | 38.0818 | 0
2023 | 12 | 18 | 10 | 65.1396 | 0 | 25.584 | 0 | 39.5557 | 0
2023 | 12 | 18 | 11 | 62.6753 | 0 | 24.6161 | 0 | 38.0592 | 0
2023 | 12 | 18 | 12 | 59.6977 | 0 | 23.4466 | 0 | 36.2511 | 0
2023 | 12 | 18 | 13 | 53.4168 | 0 | 20.9798 | 0 | 32.4371 | 0
2023 | 12 | 18 | 14 | 52.8134 | 0 | 20.7428 | 0 | 32.0706 | 0
2023 | 12 | 18 | 15 | 54.0653 | 0 | 21.2345 | 0 | 32.8308 | 0
2023 | 12 | 18 | 16 | 56.5184 | 0 | 22.1979 | 0 | 34.3204 | 0
2023 | 12 | 18 | 17 | 61.5903 | 0 | 24.19 | 0 | 37.4003 | 0
2023 | 12 | 18 | 18 | 70.5931 | 0 | 27.7259 | 0 | 42.8672 | 0
2023 | 12 | 18 | 19 | 81.0206 | 1.0206 | 31.8213 | 0 | 49.1993 | 0
2023 | 12 | 18 | 20 | 80.1745 | 0.17448 | 31.489 | 0 | 48.6855 | 0
2023 | 12 | 18 | 21 | 77.9122 | 0 | 30.6005 | 0 | 47.3117 | 0
2023 | 12 | 18 | 22 | 75.6569 | 0 | 29.7147 | 0 | 45.9422 | 0
2023 | 12 | 18 | 23 | 71.6769 | 0 | 28.1515 | 0 | 43.5254 | 0
2023 | 12 | 18 | 24 | 66.2092 | 0 | 26.004 | 0 | 40.2051 | 0
2023 | 12 | 19 | 1 | 60.493 | 0 | 23.759 | 0 | 36.734 | 0
2023 | 12 | 19 | 2 | 56.9632 | 0 | 22.3726 | 0 | 34.5905 | 0
2023 | 12 | 19 | 3 | 54.8912 | 0 | 21.5589 | 0 | 33.3324 | 0
2023 | 12 | 19 | 4 | 54.4329 | 0 | 21.3789 | 0 | 33.0541 | 0
2023 | 12 | 19 | 5 | 54.396 | 0 | 21.3644 | 0 | 33.0316 | 0
2023 | 12 | 19 | 6 | 55.7939 | 0 | 21.9134 | 0 | 33.8805 | 0
2023 | 12 | 19 | 7 | 59.0304 | 0 | 23.1846 | 0 | 35.8459 | 0
2023 | 12 | 19 | 8 | 65.3708 | 0 | 25.6748 | 0 | 39.696 | 0
2023 | 12 | 19 | 9 | 72.0127 | 0 | 28.2834 | 0 | 43.7293 | 0
2023 | 12 | 19 | 10 | 73.057 | 0 | 28.6936 | 0 | 44.3634 | 0
2023 | 12 | 19 | 11 | 69.4462 | 0 | 27.2754 | 0 | 42.1708 | 0
2023 | 12 | 19 | 12 | 65.1357 | 0 | 25.5824 | 0 | 39.5533 | 0
2023 | 12 | 19 | 13 | 56.4114 | 0 | 22.1559 | 0 | 34.2555 | 0
2023 | 12 | 19 | 14 | 53.7798 | 0 | 21.1223 | 0 | 32.6575 | 0
2023 | 12 | 19 | 15 | 54.8649 | 0 | 21.5485 | 0 | 33.3164 | 0
2023 | 12 | 19 | 16 | 57.702 | 0 | 22.6628 | 0 | 35.0392 | 0
2023 | 12 | 19 | 17 | 62.9301 | 0 | 24.7162 | 0 | 38.2139 | 0
2023 | 12 | 19 | 18 | 72.3646 | 0 | 28.4216 | 0 | 43.943 | 0
2023 | 12 | 19 | 19 | 79.4456 | 0 | 31.2028 | 0 | 48.2429 | 0
2023 | 12 | 19 | 20 | 78.5139 | 0 | 30.8368 | 0 | 47.6771 | 0
2023 | 12 | 19 | 21 | 76.5185 | 0 | 30.0531 | 0 | 46.4654 | 0
2023 | 12 | 19 | 22 | 74.4594 | 0 | 29.2444 | 0 | 45.215 | 0
2023 | 12 | 19 | 23 | 70.4219 | 0 | 27.6586 | 0 | 42.7633 | 0
2023 | 12 | 19 | 24 | 64.8642 | 0 | 25.4758 | 0 | 39.3884 | 0
2023 | 12 | 20 | 1 | 60.6069 | 0 | 23.8037 | 0 | 36.8032 | 0
2023 | 12 | 20 | 2 | 50.1629 | 0 | 19.7018 | 0 | 30.4611 | 0
2023 | 12 | 20 | 3 | 47.7734 | 0 | 18.7633 | 0 | 29.0101 | 0
2023 | 12 | 20 | 4 | 47.102 | 0 | 18.4996 | 0 | 28.6024 | 0
2023 | 12 | 20 | 5 | 47.2677 | 0 | 18.5647 | 0 | 28.703 | 0
2023 | 12 | 20 | 6 | 48.4995 | 0 | 19.0485 | 0 | 29.451 | 0
2023 | 12 | 20 | 7 | 50.1481 | 0 | 19.696 | 0 | 30.4521 | 0
2023 | 12 | 20 | 8 | 56.2118 | 0 | 22.0775 | 0 | 34.1343 | 0
2023 | 12 | 20 | 9 | 62.6648 | 0 | 24.612 | 0 | 38.0528 | 0
2023 | 12 | 20 | 10 | 63.6316 | 0 | 24.9917 | 0 | 38.6399 | 0
2023 | 12 | 20 | 11 | 61.096 | 0 | 23.9958 | 0 | 37.1002 | 0
2023 | 12 | 20 | 12 | 58.0435 | 0 | 22.7969 | 0 | 35.2466 | 0
2023 | 12 | 20 | 13 | 50.3969 | 0 | 19.7937 | 0 | 30.6032 | 0
2023 | 12 | 20 | 14 | 48.516 | 0 | 19.055 | 0 | 29.461 | 0
2023 | 12 | 20 | 15 | 48.6698 | 0 | 19.1154 | 0 | 29.5545 | 0
2023 | 12 | 20 | 16 | 49.3892 | 0 | 19.3979 | 0 | 29.9913 | 0
2023 | 12 | 20 | 17 | 53.6707 | 0 | 21.0795 | 0 | 32.5912 | 0
2023 | 12 | 20 | 18 | 62.2891 | 0 | 24.4644 | 0 | 37.8247 | 0
2023 | 12 | 20 | 19 | 65.6865 | 0 | 25.7988 | 0 | 39.8878 | 0
2023 | 12 | 20 | 20 | 63.9647 | 0 | 25.1225 | 0 | 38.8422 | 0
2023 | 12 | 20 | 21 | 61.3788 | 0 | 24.1069 | 0 | 37.2719 | 0
2023 | 12 | 20 | 22 | 59.3803 | 0 | 23.322 | 0 | 36.0583 | 0
2023 | 12 | 20 | 23 | 55.5364 | 0 | 21.8123 | 0 | 33.7242 | 0
2023 | 12 | 20 | 24 | 50.7013 | 0 | 19.9132 | 0 | 30.788 | 0
2023 | 12 | 21 | 1 | 52.2188 | 0 | 20.5092 | 0 | 31.7095 | 0
2023 | 12 | 21 | 2 | 43.9294 | 0 | 17.2536 | 0 | 26.6759 | 0
2023 | 12 | 21 | 3 | 41.8156 | 0 | 16.4233 | 0 | 25.3923 | 0
2023 | 12 | 21 | 4 | 41.4548 | 0 | 16.2816 | 0 | 25.1732 | 0
2023 | 12 | 21 | 5 | 41.5202 | 0 | 16.3073 | 0 | 25.2129 | 0
2023 | 12 | 21 | 6 | 43.0847 | 0 | 16.9218 | 0 | 26.1629 | 0
2023 | 12 | 21 | 7 | 53.3897 | 0 | 20.9691 | 0 | 32.4206 | 0
2023 | 12 | 21 | 8 | 60.0063 | 0 | 23.5678 | 0 | 36.4385 | 0
2023 | 12 | 21 | 9 | 66.8284 | 0 | 26.2472 | 0 | 40.5811 | 0
2023 | 12 | 21 | 10 | 67.6344 | 0 | 26.5638 | 0 | 41.0706 | 0
2023 | 12 | 21 | 11 | 63.8979 | 0 | 25.0963 | 0 | 38.8016 | 0
2023 | 12 | 21 | 12 | 59.9672 | 0 | 23.5525 | 0 | 36.4147 | 0
2023 | 12 | 21 | 13 | 59.9048 | 0 | 23.528 | 0 | 36.3768 | 0
2023 | 12 | 21 | 14 | 58.8547 | 0 | 23.1155 | 0 | 35.7392 | 0
2023 | 12 | 21 | 15 | 58.8828 | 0 | 23.1266 | 0 | 35.7563 | 0
2023 | 12 | 21 | 16 | 60.7329 | 0 | 23.8532 | 0 | 36.8797 | 0
2023 | 12 | 21 | 17 | 63.9072 | 0 | 25.0999 | 0 | 38.8072 | 0
2023 | 12 | 21 | 18 | 71.1473 | 0 | 27.9435 | 0 | 43.2038 | 0
2023 | 12 | 21 | 19 | 75.0925 | 0 | 29.493 | 0 | 45.5994 | 0
2023 | 12 | 21 | 20 | 74.0583 | 0 | 29.0868 | 0 | 44.9714 | 0
2023 | 12 | 21 | 21 | 71.6821 | 0 | 28.1536 | 0 | 43.5285 | 0
2023 | 12 | 21 | 22 | 69.3806 | 0 | 27.2497 | 0 | 42.131 | 0
2023 | 12 | 21 | 23 | 65.3681 | 0 | 25.6737 | 0 | 39.6944 | 0
2023 | 12 | 21 | 24 | 60.0067 | 0 | 23.568 | 0 | 36.4387 | 0
2023 | 12 | 22 | 1 | 51.9016 | 0 | 20.3847 | 0 | 31.517 | 0
2023 | 12 | 22 | 2 | 48.7015 | 0 | 19.1278 | 0 | 29.5737 | 0
2023 | 12 | 22 | 3 | 46.1212 | 0 | 18.1144 | 0 | 28.0068 | 0
2023 | 12 | 22 | 4 | 45.2959 | 0 | 17.7902 | 0 | 27.5056 | 0
2023 | 12 | 22 | 5 | 45.2872 | 0 | 17.7868 | 0 | 27.5004 | 0
2023 | 12 | 22 | 6 | 46.6323 | 0 | 18.3151 | 0 | 28.3172 | 0
2023 | 12 | 22 | 7 | 49.5596 | 0 | 19.4648 | 0 | 30.0948 | 0
2023 | 12 | 22 | 8 | 55.3679 | 0 | 21.7461 | 0 | 33.6218 | 0
2023 | 12 | 22 | 9 | 62.1405 | 0 | 24.4061 | 0 | 37.7344 | 0
2023 | 12 | 22 | 10 | 64.1866 | 0 | 25.2097 | 0 | 38.9769 | 0
2023 | 12 | 22 | 11 | 62.0721 | 0 | 24.3792 | 0 | 37.6929 | 0
2023 | 12 | 22 | 12 | 59.0198 | 0 | 23.1804 | 0 | 35.8394 | 0
2023 | 12 | 22 | 13 | 58.1865 | 0 | 22.8531 | 0 | 35.3334 | 0
2023 | 12 | 22 | 14 | 57.0613 | 0 | 22.4112 | 0 | 34.6502 | 0
2023 | 12 | 22 | 15 | 57.4949 | 0 | 22.5815 | 0 | 34.9135 | 0
2023 | 12 | 22 | 16 | 59.6132 | 0 | 23.4135 | 0 | 36.1998 | 0
2023 | 12 | 22 | 17 | 62.0252 | 0 | 24.3608 | 0 | 37.6644 | 0
2023 | 12 | 22 | 18 | 67.9314 | 0 | 26.6805 | 0 | 41.2509 | 0
2023 | 12 | 22 | 19 | 69.2082 | 0 | 27.1819 | 0 | 42.0262 | 0
2023 | 12 | 22 | 20 | 67.4831 | 0 | 26.5044 | 0 | 40.9787 | 0
2023 | 12 | 22 | 21 | 64.7964 | 0 | 25.4492 | 0 | 39.3472 | 0
2023 | 12 | 22 | 22 | 63.1377 | 0 | 24.7977 | 0 | 38.34 | 0
2023 | 12 | 22 | 23 | 60.0939 | 0 | 23.6022 | 0 | 36.4917 | 0
2023 | 12 | 22 | 24 | 55.2644 | 0 | 21.7054 | 0 | 33.5589 | 0
2023 | 12 | 23 | 1 | 50.3486 | 0 | 19.7747 | 0 | 30.5739 | 0
2023 | 12 | 23 | 2 | 43.4248 | 0 | 17.0553 | 0 | 26.3694 | 0
2023 | 12 | 23 | 3 | 40.9332 | 0 | 16.0768 | 0 | 24.8564 | 0
2023 | 12 | 23 | 4 | 40.0374 | 0 | 15.7249 | 0 | 24.3125 | 0
2023 | 12 | 23 | 5 | 40.2679 | 0 | 15.8155 | 0 | 24.4524 | 0
2023 | 12 | 23 | 6 | 41.6487 | 0 | 16.3578 | 0 | 25.2909 | 0
2023 | 12 | 23 | 7 | 39.3361 | 0 | 15.4495 | 0 | 23.8866 | 0
2023 | 12 | 23 | 8 | 42.5402 | 0 | 16.7079 | 0 | 25.8323 | 0
2023 | 12 | 23 | 9 | 47.7998 | 0 | 18.7737 | 0 | 29.0262 | 0
2023 | 12 | 23 | 10 | 51.2013 | 0 | 20.1096 | 0 | 31.0917 | 0
2023 | 12 | 23 | 11 | 51.7727 | 0 | 20.3341 | 0 | 31.4387 | 0
2023 | 12 | 23 | 12 | 49.8389 | 0 | 19.5745 | 0 | 30.2644 | 0
2023 | 12 | 23 | 13 | 50.8728 | 0 | 19.9806 | 0 | 30.8922 | 0
2023 | 12 | 23 | 14 | 48.8026 | 0 | 19.1675 | 0 | 29.6351 | 0
2023 | 12 | 23 | 15 | 48.3667 | 0 | 18.9963 | 0 | 29.3704 | 0
2023 | 12 | 23 | 16 | 50.2282 | 0 | 19.7274 | 0 | 30.5008 | 0
2023 | 12 | 23 | 17 | 54.1813 | 0 | 21.28 | 0 | 32.9013 | 0
2023 | 12 | 23 | 18 | 60.5065 | 0 | 23.7643 | 0 | 36.7422 | 0
2023 | 12 | 23 | 19 | 71.2179 | 0 | 27.9713 | 0 | 43.2466 | 0
2023 | 12 | 23 | 20 | 68.9265 | 0 | 27.0713 | 0 | 41.8552 | 0
2023 | 12 | 23 | 21 | 65.6077 | 0 | 25.7678 | 0 | 39.8399 | 0
2023 | 12 | 23 | 22 | 62.993 | 0 | 24.7409 | 0 | 38.2521 | 0
2023 | 12 | 23 | 23 | 59.9322 | 0 | 23.5387 | 0 | 36.3935 | 0
2023 | 12 | 23 | 24 | 55.914 | 0 | 21.9606 | 0 | 33.9534 | 0
2023 | 12 | 24 | 1 | 48.1516 | 0 | 18.9118 | 0 | 29.2397 | 0
2023 | 12 | 24 | 2 | 49.0933 | 0 | 19.2817 | 0 | 29.8116 | 0
2023 | 12 | 24 | 3 | 44.5263 | 0 | 17.488 | 0 | 27.0383 | 0
2023 | 12 | 24 | 4 | 43.4773 | 0 | 17.076 | 0 | 26.4013 | 0
2023 | 12 | 24 | 5 | 41.7906 | 0 | 16.4135 | 0 | 25.3771 | 0
2023 | 12 | 24 | 6 | 42.1613 | 0 | 16.5591 | 0 | 25.6022 | 0
2023 | 12 | 24 | 7 | 40.3509 | 0 | 15.8481 | 0 | 24.5029 | 0
2023 | 12 | 24 | 8 | 42.2126 | 0 | 16.5793 | 0 | 25.6333 | 0
2023 | 12 | 24 | 9 | 47.5131 | 0 | 18.6611 | 0 | 28.8521 | 0
2023 | 12 | 24 | 10 | 52.1312 | 0 | 20.4749 | 0 | 31.6564 | 0
2023 | 12 | 24 | 11 | 52.7631 | 0 | 20.723 | 0 | 32.0401 | 0
2023 | 12 | 24 | 12 | 52.2342 | 0 | 20.5153 | 0 | 31.7189 | 0
2023 | 12 | 24 | 13 | 55.2587 | 0 | 21.7032 | 0 | 33.5555 | 0
2023 | 12 | 24 | 14 | 55.2964 | 0 | 21.718 | 0 | 33.5784 | 0
2023 | 12 | 24 | 15 | 56.4507 | 0 | 22.1713 | 0 | 34.2793 | 0
2023 | 12 | 24 | 16 | 58.3774 | 0 | 22.9281 | 0 | 35.4493 | 0
2023 | 12 | 24 | 17 | 62.1782 | 0 | 24.4209 | 0 | 37.7573 | 0
2023 | 12 | 24 | 18 | 67.8017 | 0 | 26.6295 | 0 | 41.1722 | 0
2023 | 12 | 24 | 19 | 71.211 | 0 | 27.9685 | 0 | 43.2424 | 0
2023 | 12 | 24 | 20 | 68.7925 | 0 | 27.0187 | 0 | 41.7739 | 0
2023 | 12 | 24 | 21 | 65.5434 | 0 | 25.7426 | 0 | 39.8008 | 0
2023 | 12 | 24 | 22 | 63.1458 | 0 | 24.8009 | 0 | 38.3449 | 0
2023 | 12 | 24 | 23 | 61.8534 | 0 | 24.2933 | 0 | 37.5601 | 0
2023 | 12 | 24 | 24 | 59.1932 | 0 | 23.2485 | 0 | 35.9447 | 0
2023 | 12 | 25 | 1 | 52.346 | 0 | 20.5592 | 0 | 31.7868 | 0
2023 | 12 | 25 | 2 | 53.1369 | 0 | 20.8698 | 0 | 32.2671 | 0
2023 | 12 | 25 | 3 | 50.216 | 0 | 19.7226 | 0 | 30.4933 | 0
2023 | 12 | 25 | 4 | 47.5804 | 0 | 18.6875 | 0 | 28.8929 | 0
2023 | 12 | 25 | 5 | 46.8004 | 0 | 18.3811 | 0 | 28.4192 | 0
2023 | 12 | 25 | 6 | 45.8989 | 0 | 18.0271 | 0 | 27.8718 | 0
2023 | 12 | 25 | 7 | 45.9342 | 0 | 18.0409 | 0 | 27.8933 | 0
2023 | 12 | 25 | 8 | 50.5927 | 0 | 19.8706 | 0 | 30.7221 | 0
2023 | 12 | 25 | 9 | 54.3535 | 0 | 21.3477 | 0 | 33.0058 | 0
2023 | 12 | 25 | 10 | 57.8503 | 0 | 22.7211 | 0 | 35.1292 | 0
2023 | 12 | 25 | 11 | 57.6593 | 0 | 22.646 | 0 | 35.0133 | 0
2023 | 12 | 25 | 12 | 55.0021 | 0 | 21.6024 | 0 | 33.3997 | 0
2023 | 12 | 25 | 13 | 49.5053 | 0 | 19.4435 | 0 | 30.0618 | 0
2023 | 12 | 25 | 14 | 47.9131 | 0 | 18.8182 | 0 | 29.095 | 0
2023 | 12 | 25 | 15 | 47.2352 | 0 | 18.5519 | 0 | 28.6833 | 0
2023 | 12 | 25 | 16 | 47.8878 | 0 | 18.8082 | 0 | 29.0796 | 0
2023 | 12 | 25 | 17 | 53.2048 | 0 | 20.8965 | 0 | 32.3083 | 0
2023 | 12 | 25 | 18 | 59.5647 | 0 | 23.3944 | 0 | 36.1703 | 0
2023 | 12 | 25 | 19 | 58.4646 | 0 | 22.9623 | 0 | 35.5023 | 0
2023 | 12 | 25 | 20 | 55.9473 | 0 | 21.9736 | 0 | 33.9737 | 0
2023 | 12 | 25 | 21 | 53.8601 | 0 | 21.1539 | 0 | 32.7062 | 0
2023 | 12 | 25 | 22 | 52.2107 | 0 | 20.5061 | 0 | 31.7046 | 0
2023 | 12 | 25 | 23 | 50.7588 | 0 | 19.9358 | 0 | 30.823 | 0
2023 | 12 | 25 | 24 | 48.3549 | 0 | 18.9917 | 0 | 29.3632 | 0
2023 | 12 | 26 | 1 | 48.0134 | 0 | 18.8575 | 0 | 29.1558 | 0
2023 | 12 | 26 | 2 | 40.1817 | 0 | 15.7816 | 0 | 24.4001 | 0
2023 | 12 | 26 | 3 | 39.1906 | 0 | 15.3923 | 0 | 23.7982 | 0
2023 | 12 | 26 | 4 | 37.9556 | 0 | 14.9073 | 0 | 23.0483 | 0
2023 | 12 | 26 | 5 | 37.5996 | 0 | 14.7675 | 0 | 22.8322 | 0
2023 | 12 | 26 | 6 | 38.4033 | 0 | 15.0831 | 0 | 23.3202 | 0
2023 | 12 | 26 | 7 | 44.8337 | 0 | 17.6087 | 0 | 27.225 | 0
2023 | 12 | 26 | 8 | 47.272 | 0 | 18.5664 | 0 | 28.7056 | 0
2023 | 12 | 26 | 9 | 50.5092 | 0 | 19.8378 | 0 | 30.6714 | 0
2023 | 12 | 26 | 10 | 52.805 | 0 | 20.7395 | 0 | 32.0655 | 0
2023 | 12 | 26 | 11 | 55.0608 | 0 | 21.6255 | 0 | 33.4354 | 0
2023 | 12 | 26 | 12 | 54.7394 | 0 | 21.4992 | 0 | 33.2402 | 0
2023 | 12 | 26 | 13 | 47.4977 | 0 | 18.655 | 0 | 28.8427 | 0
2023 | 12 | 26 | 14 | 47.1443 | 0 | 18.5162 | 0 | 28.6281 | 0
2023 | 12 | 26 | 15 | 48.6166 | 0 | 19.0944 | 0 | 29.5221 | 0
2023 | 12 | 26 | 16 | 48.8909 | 0 | 19.2022 | 0 | 29.6887 | 0
2023 | 12 | 26 | 17 | 51.6022 | 0 | 20.2671 | 0 | 31.3352 | 0
2023 | 12 | 26 | 18 | 53.6409 | 0 | 21.0678 | 0 | 32.5731 | 0
2023 | 12 | 26 | 19 | 51.1389 | 0 | 20.0851 | 0 | 31.0538 | 0
2023 | 12 | 26 | 20 | 48.6887 | 0 | 19.1228 | 0 | 29.5659 | 0
2023 | 12 | 26 | 21 | 46.037 | 0 | 18.0813 | 0 | 27.9557 | 0
2023 | 12 | 26 | 22 | 44.3045 | 0 | 17.4008 | 0 | 26.9036 | 0
2023 | 12 | 26 | 23 | 41.1407 | 0 | 16.1583 | 0 | 24.9825 | 0
2023 | 12 | 26 | 24 | 35.7774 | 0 | 14.0518 | 0 | 21.7256 | 0
2023 | 12 | 27 | 1 | 40.7057 | 0 | 15.9874 | 0 | 24.7183 | 0
2023 | 12 | 27 | 2 | 35.8223 | 0 | 14.0694 | 0 | 21.7529 | 0
2023 | 12 | 27 | 3 | 33.901 | 0 | 13.3148 | 0 | 20.5862 | 0
2023 | 12 | 27 | 4 | 33.2325 | 0 | 13.0523 | 0 | 20.1803 | 0
2023 | 12 | 27 | 5 | 34.1881 | 0 | 13.4276 | 0 | 20.7605 | 0
2023 | 12 | 27 | 6 | 35.4881 | 0 | 13.9382 | 0 | 21.5499 | 0
2023 | 12 | 27 | 7 | 38.765 | 0 | 15.2252 | 0 | 23.5398 | 0
2023 | 12 | 27 | 8 | 43.6347 | 0 | 17.1378 | 0 | 26.4969 | 0
2023 | 12 | 27 | 9 | 49.8297 | 0 | 19.5709 | 0 | 30.2588 | 0
2023 | 12 | 27 | 10 | 53.5042 | 0 | 21.0141 | 0 | 32.4901 | 0
2023 | 12 | 27 | 11 | 52.9746 | 0 | 20.8061 | 0 | 32.1685 | 0
2023 | 12 | 27 | 12 | 51.3539 | 0 | 20.1696 | 0 | 31.1844 | 0
2023 | 12 | 27 | 13 | 55.4652 | 0 | 21.7843 | 0 | 33.6809 | 0
2023 | 12 | 27 | 14 | 54.1832 | 0 | 21.2808 | 0 | 32.9024 | 0
2023 | 12 | 27 | 15 | 55.645 | 0 | 21.8549 | 0 | 33.7901 | 0
2023 | 12 | 27 | 16 | 57.2373 | 0 | 22.4803 | 0 | 34.757 | 0
2023 | 12 | 27 | 17 | 59.6853 | 0 | 23.4418 | 0 | 36.2436 | 0
2023 | 12 | 27 | 18 | 64.9538 | 0 | 25.511 | 0 | 39.4428 | 0
2023 | 12 | 27 | 19 | 69.539 | 0 | 27.3119 | 0 | 42.2271 | 0
2023 | 12 | 27 | 20 | 67.8135 | 0 | 26.6342 | 0 | 41.1794 | 0
2023 | 12 | 27 | 21 | 65.5922 | 0 | 25.7617 | 0 | 39.8305 | 0
2023 | 12 | 27 | 22 | 63.5088 | 0 | 24.9435 | 0 | 38.5653 | 0
2023 | 12 | 27 | 23 | 59.3836 | 0 | 23.3233 | 0 | 36.0603 | 0
2023 | 12 | 27 | 24 | 54.8618 | 0 | 21.5473 | 0 | 33.3145 | 0
2023 | 12 | 28 | 1 | 50.5804 | 0 | 19.8658 | 0 | 30.7147 | 0
2023 | 12 | 28 | 2 | 45.1794 | 0 | 17.7445 | 0 | 27.4349 | 0
2023 | 12 | 28 | 3 | 42.609 | 0 | 16.735 | 0 | 25.8741 | 0
2023 | 12 | 28 | 4 | 41.5799 | 0 | 16.3308 | 0 | 25.2492 | 0
2023 | 12 | 28 | 5 | 42.0572 | 0 | 16.5182 | 0 | 25.539 | 0
2023 | 12 | 28 | 6 | 43.0123 | 0 | 16.8933 | 0 | 26.119 | 0
2023 | 12 | 28 | 7 | 47.4183 | 0 | 18.6238 | 0 | 28.7945 | 0
2023 | 12 | 28 | 8 | 52.1634 | 0 | 20.4875 | 0 | 31.6759 | 0
2023 | 12 | 28 | 9 | 57.9684 | 0 | 22.7674 | 0 | 35.201 | 0
2023 | 12 | 28 | 10 | 60.6761 | 0 | 23.8309 | 0 | 36.8452 | 0
2023 | 12 | 28 | 11 | 59.1438 | 0 | 23.2291 | 0 | 35.9147 | 0
2023 | 12 | 28 | 12 | 56.5683 | 0 | 22.2175 | 0 | 34.3507 | 0
2023 | 12 | 28 | 13 | 61.5984 | 0 | 24.1931 | 0 | 37.4052 | 0
2023 | 12 | 28 | 14 | 59.0202 | 0 | 23.1805 | 0 | 35.8397 | 0
2023 | 12 | 28 | 15 | 59.6097 | 0 | 23.4121 | 0 | 36.1976 | 0
2023 | 12 | 28 | 16 | 62.6469 | 0 | 24.605 | 0 | 38.042 | 0
2023 | 12 | 28 | 17 | 64.6912 | 0 | 25.4079 | 0 | 39.2834 | 0
2023 | 12 | 28 | 18 | 70.1125 | 0 | 27.5371 | 0 | 42.5754 | 0
2023 | 12 | 28 | 19 | 72.7807 | 0 | 28.5851 | 0 | 44.1956 | 0
2023 | 12 | 28 | 20 | 70.989 | 0 | 27.8814 | 0 | 43.1077 | 0
2023 | 12 | 28 | 21 | 68.7618 | 0 | 27.0066 | 0 | 41.7552 | 0
2023 | 12 | 28 | 22 | 66.6102 | 0 | 26.1616 | 0 | 40.4486 | 0
2023 | 12 | 28 | 23 | 62.5386 | 0 | 24.5624 | 0 | 37.9762 | 0
2023 | 12 | 28 | 24 | 57.9183 | 0 | 22.7478 | 0 | 35.1705 | 0
2023 | 12 | 29 | 1 | 53.5113 | 0 | 21.0169 | 0 | 32.4944 | 0
2023 | 12 | 29 | 2 | 47.8087 | 0 | 18.7772 | 0 | 29.0315 | 0
2023 | 12 | 29 | 3 | 45.2039 | 0 | 17.7541 | 0 | 27.4498 | 0
2023 | 12 | 29 | 4 | 44.0032 | 0 | 17.2825 | 0 | 26.7207 | 0
2023 | 12 | 29 | 5 | 44.2435 | 0 | 17.3769 | 0 | 26.8666 | 0
2023 | 12 | 29 | 6 | 44.8422 | 0 | 17.6121 | 0 | 27.2302 | 0
2023 | 12 | 29 | 7 | 44.607 | 0 | 17.5197 | 0 | 27.0873 | 0
2023 | 12 | 29 | 8 | 48.7493 | 0 | 19.1466 | 0 | 29.6027 | 0
2023 | 12 | 29 | 9 | 54.8937 | 0 | 21.5598 | 0 | 33.3339 | 0
2023 | 12 | 29 | 10 | 58.4658 | 0 | 22.9628 | 0 | 35.503 | 0
2023 | 12 | 29 | 11 | 58.078 | 0 | 22.8105 | 0 | 35.2675 | 0
2023 | 12 | 29 | 12 | 55.8482 | 0 | 21.9347 | 0 | 33.9135 | 0
2023 | 12 | 29 | 13 | 51.6382 | 0 | 20.2812 | 0 | 31.357 | 0
2023 | 12 | 29 | 14 | 49.3077 | 0 | 19.3659 | 0 | 29.9418 | 0
2023 | 12 | 29 | 15 | 50.4243 | 0 | 19.8044 | 0 | 30.6198 | 0
2023 | 12 | 29 | 16 | 52.3807 | 0 | 20.5728 | 0 | 31.8079 | 0
2023 | 12 | 29 | 17 | 55.154 | 0 | 21.6621 | 0 | 33.4919 | 0
2023 | 12 | 29 | 18 | 61.2962 | 0 | 24.0745 | 0 | 37.2218 | 0
2023 | 12 | 29 | 19 | 63.7762 | 0 | 25.0485 | 0 | 38.7277 | 0
2023 | 12 | 29 | 20 | 61.6792 | 0 | 24.2249 | 0 | 37.4543 | 0
2023 | 12 | 29 | 21 | 58.8811 | 0 | 23.1259 | 0 | 35.7552 | 0
2023 | 12 | 29 | 22 | 57.317 | 0 | 22.5116 | 0 | 34.8054 | 0
2023 | 12 | 29 | 23 | 54.0809 | 0 | 21.2406 | 0 | 32.8403 | 0
2023 | 12 | 29 | 24 | 50.2543 | 0 | 19.7377 | 0 | 30.5166 | 0
2023 | 12 | 30 | 1 | 50.8209 | 0 | 19.9602 | 0 | 30.8607 | 0
2023 | 12 | 30 | 2 | 44.5559 | 0 | 17.4996 | 0 | 27.0563 | 0
2023 | 12 | 30 | 3 | 42.1696 | 0 | 16.5624 | 0 | 25.6073 | 0
2023 | 12 | 30 | 4 | 41.5353 | 0 | 16.3132 | 0 | 25.222 | 0
2023 | 12 | 30 | 5 | 42.1957 | 0 | 16.5726 | 0 | 25.6231 | 0
2023 | 12 | 30 | 6 | 43.541 | 0 | 17.101 | 0 | 26.44 | 0
2023 | 12 | 30 | 7 | 44.0527 | 0 | 17.302 | 0 | 26.7507 | 0
2023 | 12 | 30 | 8 | 47.5236 | 0 | 18.6652 | 0 | 28.8584 | 0
2023 | 12 | 30 | 9 | 53.3804 | 0 | 20.9655 | 0 | 32.4149 | 0
2023 | 12 | 30 | 10 | 57.8918 | 0 | 22.7373 | 0 | 35.1544 | 0
2023 | 12 | 30 | 11 | 59.5896 | 0 | 23.4042 | 0 | 36.1854 | 0
2023 | 12 | 30 | 12 | 57.9141 | 0 | 22.7461 | 0 | 35.168 | 0
2023 | 12 | 30 | 13 | 54.6471 | 0 | 21.463 | 0 | 33.1841 | 0
2023 | 12 | 30 | 14 | 52.2528 | 0 | 20.5226 | 0 | 31.7302 | 0
2023 | 12 | 30 | 15 | 51.4455 | 0 | 20.2055 | 0 | 31.24 | 0
2023 | 12 | 30 | 16 | 53.689 | 0 | 21.0867 | 0 | 32.6023 | 0
2023 | 12 | 30 | 17 | 57.7013 | 0 | 22.6625 | 0 | 35.0388 | 0
2023 | 12 | 30 | 18 | 64.7094 | 0 | 25.415 | 0 | 39.2944 | 0
2023 | 12 | 30 | 19 | 70.0465 | 0 | 27.5112 | 0 | 42.5353 | 0
2023 | 12 | 30 | 20 | 67.9866 | 0 | 26.7022 | 0 | 41.2845 | 0
2023 | 12 | 30 | 21 | 64.3407 | 0 | 25.2702 | 0 | 39.0705 | 0
2023 | 12 | 30 | 22 | 61.3777 | 0 | 24.1065 | 0 | 37.2712 | 0
2023 | 12 | 30 | 23 | 58.2605 | 0 | 22.8821 | 0 | 35.3783 | 0
2023 | 12 | 30 | 24 | 54.5322 | 0 | 21.4178 | 0 | 33.1143 | 0
2023 | 12 | 31 | 1 | 52.3556 | 0 | 20.563 | 0 | 31.7926 | 0
2023 | 12 | 31 | 2 | 45.2225 | 0 | 17.7614 | 0 | 27.4611 | 0
2023 | 12 | 31 | 3 | 44.4432 | 0 | 17.4553 | 0 | 26.9878 | 0
2023 | 12 | 31 | 4 | 44.6276 | 0 | 17.5278 | 0 | 27.0999 | 0
2023 | 12 | 31 | 5 | 44.3417 | 0 | 17.4155 | 0 | 26.9262 | 0
2023 | 12 | 31 | 6 | 43.2885 | 0 | 17.0018 | 0 | 26.2867 | 0
2023 | 12 | 31 | 7 | 38.0194 | 0 | 14.9323 | 0 | 23.087 | 0
2023 | 12 | 31 | 8 | 38.8529 | 0 | 15.2597 | 0 | 23.5932 | 0
2023 | 12 | 31 | 9 | 42.8425 | 0 | 16.8266 | 0 | 26.0158 | 0
2023 | 12 | 31 | 10 | 46.59 | 0 | 18.2985 | 0 | 28.2915 | 0
2023 | 12 | 31 | 11 | 47.9275 | 0 | 18.8238 | 0 | 29.1037 | 0
2023 | 12 | 31 | 12 | 48.4469 | 0 | 19.0278 | 0 | 29.4191 | 0
2023 | 12 | 31 | 13 | 47.948 | 0 | 18.8319 | 0 | 29.1161 | 0
2023 | 12 | 31 | 14 | 42.5659 | 0 | 16.718 | 0 | 25.8479 | 0
2023 | 12 | 31 | 15 | 43.3201 | 0 | 17.0142 | 0 | 26.3058 | 0
2023 | 12 | 31 | 16 | 46.374 | 0 | 18.2137 | 0 | 28.1603 | 0
2023 | 12 | 31 | 17 | 50.741 | 0 | 19.9288 | 0 | 30.8122 | 0
2023 | 12 | 31 | 18 | 56.2547 | 0 | 22.0944 | 0 | 34.1603 | 0
2023 | 12 | 31 | 19 | 61.4754 | 0 | 24.1448 | 0 | 37.3305 | 0
2023 | 12 | 31 | 20 | 57.8853 | 0 | 22.7348 | 0 | 35.1505 | 0
2023 | 12 | 31 | 21 | 53.211 | 0 | 20.8989 | 0 | 32.312 | 0
2023 | 12 | 31 | 22 | 50.5586 | 0 | 19.8572 | 0 | 30.7014 | 0
2023 | 12 | 31 | 23 | 50.1347 | 0 | 19.6907 | 0 | 30.444 | 0
2023 | 12 | 31 | 24 | 47.9898 | 0 | 18.8483 | 0 | 29.1415 | 0
2042 | 1 | 1 | 1 | 73.9903 | 0 | 24.9603 | 0 | 49.03 | 0
2042 | 1 | 1 | 2 | 79.3156 | 0 | 26.7269 | 0 | 52.5887 | 0
2042 | 1 | 1 | 3 | 74.2162 | 0 | 25.0085 | 0 | 49.2076 | 0
2042 | 1 | 1 | 4 | 72.4568 | 0 | 24.4157 | 0 | 48.0411 | 0
2042 | 1 | 1 | 5 | 70.2071 | 0 | 23.6576 | 0 | 46.5495 | 0
2042 | 1 | 1 | 6 | 67.2734 | 0 | 22.669 | 0 | 44.6044 | 0
2042 | 1 | 1 | 7 | 65.9181 | 0 | 22.2123 | 0 | 43.7057 | 0
2042 | 1 | 1 | 8 | 70.1915 | 0 | 23.6523 | 0 | 46.5392 | 0
2042 | 1 | 1 | 9 | 74.6285 | 0 | 25.1475 | 0 | 49.4811 | 0
2042 | 1 | 1 | 10 | 77.0026 | 0 | 25.9475 | 0 | 51.0551 | 0
2042 | 1 | 1 | 11 | 78.0002 | 0 | 26.2836 | 0 | 51.7166 | 0
2042 | 1 | 1 | 12 | 79.4973 | 0 | 26.7881 | 0 | 52.7092 | 0
2042 | 1 | 1 | 13 | 72.9601 | 0 | 24.5853 | 0 | 48.3748 | 0
2042 | 1 | 1 | 14 | 75.4965 | 0 | 25.4399 | 0 | 50.0565 | 0
2042 | 1 | 1 | 15 | 76.5279 | 0 | 25.7875 | 0 | 50.7404 | 0
2042 | 1 | 1 | 16 | 76.5925 | 0 | 25.8093 | 0 | 50.7832 | 0
2042 | 1 | 1 | 17 | 80.209 | 0.20902 | 27.0279 | 0 | 53.1811 | 0
2042 | 1 | 1 | 18 | 90.2277 | 10.2277 | 30.4039 | 0 | 59.8238 | 0
2042 | 1 | 1 | 19 | 103.2319 | 23.2319 | 34.7859 | 0 | 68.446 | 0
2042 | 1 | 1 | 20 | 99.2593 | 19.2593 | 33.4473 | 0 | 65.812 | 0
2042 | 1 | 1 | 21 | 92.7402 | 12.7402 | 31.2505 | 0 | 61.4897 | 0
2042 | 1 | 1 | 22 | 87.0996 | 7.0996 | 29.3498 | 0 | 57.7498 | 0
2042 | 1 | 1 | 23 | 83.701 | 3.701 | 28.2046 | 0 | 55.4964 | 0
2042 | 1 | 1 | 24 | 79.0188 | 0 | 26.6268 | 0 | 52.3919 | 0
2042 | 1 | 2 | 1 | 69.2901 | 0 | 23.3486 | 0 | 45.9415 | 0
2042 | 1 | 2 | 2 | 71.8508 | 0 | 24.2114 | 0 | 47.6393 | 0
2042 | 1 | 2 | 3 | 69.7326 | 0 | 23.4977 | 0 | 46.2349 | 0
2042 | 1 | 2 | 4 | 69.2484 | 0 | 23.3345 | 0 | 45.9139 | 0
2042 | 1 | 2 | 5 | 69.0398 | 0 | 23.2642 | 0 | 45.7755 | 0
2042 | 1 | 2 | 6 | 69.99 | 0 | 23.5844 | 0 | 46.4056 | 0
2042 | 1 | 2 | 7 | 73.0268 | 0 | 24.6077 | 0 | 48.4191 | 0
2042 | 1 | 2 | 8 | 82.1356 | 2.1356 | 27.6771 | 0 | 54.4585 | 0
2042 | 1 | 2 | 9 | 91.9244 | 11.9244 | 30.9756 | 0 | 60.9488 | 0
2042 | 1 | 2 | 10 | 95.5286 | 15.5286 | 32.1901 | 0 | 63.3385 | 0
2042 | 1 | 2 | 11 | 91.9255 | 11.9255 | 30.976 | 0 | 60.9495 | 0
2042 | 1 | 2 | 12 | 87.812 | 7.812 | 29.5899 | 0 | 58.2221 | 0
2042 | 1 | 2 | 13 | 90.4471 | 10.4471 | 30.4778 | 0 | 59.9692 | 0
2042 | 1 | 2 | 14 | 89.6751 | 9.6751 | 30.2177 | 0 | 59.4574 | 0
2042 | 1 | 2 | 15 | 92.0441 | 12.0441 | 31.016 | 0 | 61.0281 | 0
2042 | 1 | 2 | 16 | 92.7586 | 12.7586 | 31.2567 | 0 | 61.5018 | 0
2042 | 1 | 2 | 17 | 95.3981 | 15.3981 | 32.1462 | 0 | 63.252 | 0
2042 | 1 | 2 | 18 | 102.4941 | 22.4941 | 34.5373 | 0 | 67.9568 | 0
2042 | 1 | 2 | 19 | 99.6843 | 19.6843 | 33.5905 | 0 | 66.0938 | 0
2042 | 1 | 2 | 20 | 95.4016 | 15.4016 | 32.1474 | 0 | 63.2543 | 0
2042 | 1 | 2 | 21 | 89.3188 | 9.3188 | 30.0976 | 0 | 59.2212 | 0
2042 | 1 | 2 | 22 | 84.6711 | 4.6711 | 28.5315 | 0 | 56.1396 | 0
2042 | 1 | 2 | 23 | 79.5365 | 0 | 26.8013 | 0 | 52.7352 | 0
2042 | 1 | 2 | 24 | 74.105 | 0 | 24.9711 | 0 | 49.1339 | 0
2042 | 1 | 3 | 1 | 73.6136 | 0 | 24.8055 | 0 | 48.8081 | 0
2042 | 1 | 3 | 2 | 67.2987 | 0 | 22.6775 | 0 | 44.6211 | 0
2042 | 1 | 3 | 3 | 65.5112 | 0 | 22.0752 | 0 | 43.436 | 0
2042 | 1 | 3 | 4 | 65.717 | 0 | 22.1446 | 0 | 43.5725 | 0
2042 | 1 | 3 | 5 | 66.3792 | 0 | 22.3677 | 0 | 44.0115 | 0
2042 | 1 | 3 | 6 | 68.4323 | 0 | 23.0595 | 0 | 45.3728 | 0
2042 | 1 | 3 | 7 | 71.2422 | 0 | 24.0064 | 0 | 47.2358 | 0
2042 | 1 | 3 | 8 | 80.185 | 0.18503 | 27.0198 | 0 | 53.1652 | 0
2042 | 1 | 3 | 9 | 90.9612 | 10.9612 | 30.6511 | 0 | 60.3101 | 0
2042 | 1 | 3 | 10 | 96.6195 | 16.6195 | 32.5577 | 0 | 64.0617 | 0
2042 | 1 | 3 | 11 | 94.3225 | 14.3225 | 31.7837 | 0 | 62.5388 | 0
2042 | 1 | 3 | 12 | 90.2866 | 10.2866 | 30.4237 | 0 | 59.8629 | 0
2042 | 1 | 3 | 13 | 91.6901 | 11.6901 | 30.8967 | 0 | 60.7934 | 0
2042 | 1 | 3 | 14 | 89.8315 | 9.8315 | 30.2704 | 0 | 59.5611 | 0
2042 | 1 | 3 | 15 | 93.3817 | 13.3817 | 31.4667 | 0 | 61.915 | 0
2042 | 1 | 3 | 16 | 94.6801 | 14.6801 | 31.9042 | 0 | 62.7759 | 0
2042 | 1 | 3 | 17 | 98.1417 | 18.1417 | 33.0707 | 0 | 65.0711 | 0
2042 | 1 | 3 | 18 | 106.508 | 26.508 | 35.8899 | 0 | 70.6182 | 0
2042 | 1 | 3 | 19 | 110.1093 | 30.1093 | 37.1034 | 0 | 73.0059 | 0
2042 | 1 | 3 | 20 | 107.476 | 27.476 | 36.216 | 0 | 71.26 | 0
2042 | 1 | 3 | 21 | 102.2613 | 22.2613 | 34.4588 | 0 | 67.8024 | 0
2042 | 1 | 3 | 22 | 98.5713 | 18.5713 | 33.2154 | 0 | 65.3558 | 0
2042 | 1 | 3 | 23 | 94.3898 | 14.3898 | 31.8064 | 0 | 62.5834 | 0
2042 | 1 | 3 | 24 | 89.1998 | 9.1998 | 30.0575 | 0 | 59.1423 | 0
2042 | 1 | 4 | 1 | 80.9975 | 0.99752 | 27.2936 | 0 | 53.7039 | 0
2042 | 1 | 4 | 2 | 84.3843 | 4.3843 | 28.4348 | 0 | 55.9494 | 0
2042 | 1 | 4 | 3 | 82.2427 | 2.2427 | 27.7132 | 0 | 54.5295 | 0
2042 | 1 | 4 | 4 | 81.6929 | 1.6929 | 27.5279 | 0 | 54.165 | 0
2042 | 1 | 4 | 5 | 81.6435 | 1.6435 | 27.5113 | 0 | 54.1322 | 0
2042 | 1 | 4 | 6 | 81.8905 | 1.8905 | 27.5945 | 0 | 54.296 | 0
2042 | 1 | 4 | 7 | 77.6272 | 0 | 26.1579 | 0 | 51.4693 | 0
2042 | 1 | 4 | 8 | 82.8105 | 2.8105 | 27.9045 | 0 | 54.906 | 0
2042 | 1 | 4 | 9 | 90.0795 | 10.0795 | 30.354 | 0 | 59.7255 | 0
2042 | 1 | 4 | 10 | 92.6578 | 12.6578 | 31.2228 | 0 | 61.4351 | 0
2042 | 1 | 4 | 11 | 87.5645 | 7.5645 | 29.5065 | 0 | 58.058 | 0
2042 | 1 | 4 | 12 | 79.6994 | 0 | 26.8562 | 0 | 52.8432 | 0
2042 | 1 | 4 | 13 | 84.184 | 4.184 | 28.3674 | 0 | 55.8166 | 0
2042 | 1 | 4 | 14 | 82.0135 | 2.0135 | 27.636 | 0 | 54.3775 | 0
2042 | 1 | 4 | 15 | 84.9942 | 4.9942 | 28.6404 | 0 | 56.3539 | 0
2042 | 1 | 4 | 16 | 88.7134 | 8.7134 | 29.8936 | 0 | 58.8198 | 0
2042 | 1 | 4 | 17 | 95.6177 | 15.6177 | 32.2202 | 0 | 63.3975 | 0
2042 | 1 | 4 | 18 | 108.6975 | 28.6975 | 36.6276 | 0 | 72.0699 | 0
2042 | 1 | 4 | 19 | 115.7632 | 35.7632 | 39.0086 | 0 | 76.7546 | 0
2042 | 1 | 4 | 20 | 112.1882 | 32.1882 | 37.8039 | 0 | 74.3843 | 0
2042 | 1 | 4 | 21 | 104.7069 | 24.7069 | 35.2829 | 0 | 69.4239 | 0
2042 | 1 | 4 | 22 | 99.6095 | 19.6095 | 33.5653 | 0 | 66.0442 | 0
2042 | 1 | 4 | 23 | 94.9977 | 14.9977 | 32.0112 | 0 | 62.9864 | 0
2042 | 1 | 4 | 24 | 90.1327 | 10.1327 | 30.3719 | 0 | 59.7608 | 0
2042 | 1 | 5 | 1 | 80.8071 | 0.80713 | 27.2295 | 0 | 53.5777 | 0
2042 | 1 | 5 | 2 | 71.6429 | 0 | 24.1414 | 0 | 47.5015 | 0
2042 | 1 | 5 | 3 | 68.8497 | 0 | 23.2002 | 0 | 45.6495 | 0
2042 | 1 | 5 | 4 | 67.6004 | 0 | 22.7792 | 0 | 44.8212 | 0
2042 | 1 | 5 | 5 | 67.0426 | 0 | 22.5913 | 0 | 44.4514 | 0
2042 | 1 | 5 | 6 | 67.372 | 0 | 22.7022 | 0 | 44.6697 | 0
2042 | 1 | 5 | 7 | 65.6499 | 0 | 22.122 | 0 | 43.528 | 0
2042 | 1 | 5 | 8 | 68.958 | 0 | 23.2367 | 0 | 45.7213 | 0
2042 | 1 | 5 | 9 | 75.23 | 0 | 25.3501 | 0 | 49.8799 | 0
2042 | 1 | 5 | 10 | 78.7173 | 0 | 26.5253 | 0 | 52.1921 | 0
2042 | 1 | 5 | 11 | 75.7004 | 0 | 25.5086 | 0 | 50.1917 | 0
2042 | 1 | 5 | 12 | 72.3332 | 0 | 24.374 | 0 | 47.9592 | 0
2042 | 1 | 5 | 13 | 66.6098 | 0 | 22.4454 | 0 | 44.1644 | 0
2042 | 1 | 5 | 14 | 64.371 | 0 | 21.691 | 0 | 42.68 | 0
2042 | 1 | 5 | 15 | 66.1922 | 0 | 22.3047 | 0 | 43.8875 | 0
2042 | 1 | 5 | 16 | 68.765 | 0 | 23.1716 | 0 | 45.5933 | 0
2042 | 1 | 5 | 17 | 77.1267 | 0 | 25.9893 | 0 | 51.1374 | 0
2042 | 1 | 5 | 18 | 90.393 | 10.393 | 30.4596 | 0 | 59.9334 | 0
2042 | 1 | 5 | 19 | 103.7154 | 23.7154 | 34.9488 | 0 | 68.7666 | 0
2042 | 1 | 5 | 20 | 98.6758 | 18.6758 | 33.2506 | 0 | 65.4251 | 0
2042 | 1 | 5 | 21 | 90.6236 | 10.6236 | 30.5373 | 0 | 60.0863 | 0
2042 | 1 | 5 | 22 | 85.2885 | 5.2885 | 28.7395 | 0 | 56.549 | 0
2042 | 1 | 5 | 23 | 80.8057 | 0.80566 | 27.229 | 0 | 53.5767 | 0
2042 | 1 | 5 | 24 | 76.5644 | 0 | 25.7998 | 0 | 50.7646 | 0
2042 | 1 | 6 | 1 | 69.7351 | 0 | 23.4985 | 0 | 46.2365 | 0
2042 | 1 | 6 | 2 | 63.573 | 0 | 21.4221 | 0 | 42.1509 | 0
2042 | 1 | 6 | 3 | 61.1809 | 0 | 20.616 | 0 | 40.5649 | 0
2042 | 1 | 6 | 4 | 60.5547 | 0 | 20.405 | 0 | 40.1497 | 0
2042 | 1 | 6 | 5 | 60.5258 | 0 | 20.3953 | 0 | 40.1305 | 0
2042 | 1 | 6 | 6 | 61.907 | 0 | 20.8607 | 0 | 41.0463 | 0
2042 | 1 | 6 | 7 | 57.1437 | 0 | 19.2556 | 0 | 37.8881 | 0
2042 | 1 | 6 | 8 | 65.4792 | 0 | 22.0644 | 0 | 43.4148 | 0
2042 | 1 | 6 | 9 | 75.1628 | 0 | 25.3275 | 0 | 49.8353 | 0
2042 | 1 | 6 | 10 | 79.0201 | 0 | 26.6273 | 0 | 52.3928 | 0
2042 | 1 | 6 | 11 | 76.9088 | 0 | 25.9159 | 0 | 50.993 | 0
2042 | 1 | 6 | 12 | 75.468 | 0 | 25.4303 | 0 | 50.0376 | 0
2042 | 1 | 6 | 13 | 74.643 | 0 | 25.1523 | 0 | 49.4906 | 0
2042 | 1 | 6 | 14 | 73.9908 | 0 | 24.9326 | 0 | 49.0583 | 0
2042 | 1 | 6 | 15 | 76.646 | 0 | 25.8273 | 0 | 50.8187 | 0
2042 | 1 | 6 | 16 | 76.8841 | 0 | 25.9075 | 0 | 50.9766 | 0
2042 | 1 | 6 | 17 | 81.3142 | 1.3142 | 27.4003 | 0 | 53.9139 | 0
2042 | 1 | 6 | 18 | 90.2934 | 10.2934 | 30.426 | 0 | 59.8674 | 0
2042 | 1 | 6 | 19 | 96.1012 | 16.1012 | 32.3831 | 0 | 63.7181 | 0
2042 | 1 | 6 | 20 | 91.4241 | 11.4241 | 30.807 | 0 | 60.617 | 0
2042 | 1 | 6 | 21 | 84.3845 | 4.3845 | 28.4349 | 0 | 55.9496 | 0
2042 | 1 | 6 | 22 | 79.3762 | 0 | 26.7473 | 0 | 52.6289 | 0
2042 | 1 | 6 | 23 | 74.6712 | 0 | 25.1619 | 0 | 49.5094 | 0
2042 | 1 | 6 | 24 | 69.9224 | 0 | 23.5616 | 0 | 46.3607 | 0
2042 | 1 | 7 | 1 | 71.8106 | 0 | 24.1979 | 0 | 47.6127 | 0
2042 | 1 | 7 | 2 | 67.1585 | 0 | 22.6303 | 0 | 44.5282 | 0
2042 | 1 | 7 | 3 | 65.0395 | 0 | 21.9163 | 0 | 43.1232 | 0
2042 | 1 | 7 | 4 | 64.7258 | 0 | 21.8106 | 0 | 42.9152 | 0
2042 | 1 | 7 | 5 | 65.32 | 0 | 22.0108 | 0 | 43.3092 | 0
2042 | 1 | 7 | 6 | 67.3628 | 0 | 22.6992 | 0 | 44.6637 | 0
2042 | 1 | 7 | 7 | 68.1895 | 0 | 22.9777 | 0 | 45.2118 | 0
2042 | 1 | 7 | 8 | 76.6266 | 0 | 25.8208 | 0 | 50.8059 | 0
2042 | 1 | 7 | 9 | 86.2546 | 6.2546 | 29.0651 | 0 | 57.1895 | 0
2042 | 1 | 7 | 10 | 89.8843 | 9.8843 | 30.2882 | 0 | 59.5961 | 0
2042 | 1 | 7 | 11 | 86.6589 | 6.6589 | 29.2013 | 0 | 57.4576 | 0
2042 | 1 | 7 | 12 | 84.0441 | 4.0441 | 28.3202 | 0 | 55.7239 | 0
2042 | 1 | 7 | 13 | 83.6129 | 3.6129 | 28.1749 | 0 | 55.4379 | 0
2042 | 1 | 7 | 14 | 81.2624 | 1.2624 | 27.3829 | 0 | 53.8796 | 0
2042 | 1 | 7 | 15 | 84.8124 | 4.8124 | 28.5791 | 0 | 56.2333 | 0
2042 | 1 | 7 | 16 | 87.4139 | 7.4139 | 29.4557 | 0 | 57.9582 | 0
2042 | 1 | 7 | 17 | 92.7755 | 12.7755 | 31.2624 | 0 | 61.5131 | 0
2042 | 1 | 7 | 18 | 103.3151 | 23.3151 | 34.814 | 0 | 68.5012 | 0
2042 | 1 | 7 | 19 | 115.4844 | 35.4844 | 38.9146 | 0 | 76.5698 | 0
2042 | 1 | 7 | 20 | 112.7214 | 32.7214 | 37.9836 | 0 | 74.7378 | 0
2042 | 1 | 7 | 21 | 107.177 | 27.177 | 36.1153 | 0 | 71.0617 | 0
2042 | 1 | 7 | 22 | 102.1672 | 22.1672 | 34.4271 | 0 | 67.7401 | 0
2042 | 1 | 7 | 23 | 97.0294 | 17.0294 | 32.6959 | 0 | 64.3336 | 0
2042 | 1 | 7 | 24 | 91.0794 | 11.0794 | 30.6909 | 0 | 60.3885 | 0
2042 | 1 | 8 | 1 | 80.331 | 0.331 | 27.069 | 0 | 53.262 | 0
2042 | 1 | 8 | 2 | 85.6889 | 5.6889 | 28.8745 | 0 | 56.8144 | 0
2042 | 1 | 8 | 3 | 83.5485 | 3.5485 | 28.1532 | 0 | 55.3952 | 0
2042 | 1 | 8 | 4 | 83.1135 | 3.1135 | 28.0066 | 0 | 55.1069 | 0
2042 | 1 | 8 | 5 | 83.8373 | 3.8373 | 28.2505 | 0 | 55.5868 | 0
2042 | 1 | 8 | 6 | 85.3051 | 5.3051 | 28.7451 | 0 | 56.56 | 0
2042 | 1 | 8 | 7 | 82.3158 | 2.3158 | 27.7378 | 0 | 54.578 | 0
2042 | 1 | 8 | 8 | 91.0524 | 11.0524 | 30.6818 | 0 | 60.3706 | 0
2042 | 1 | 8 | 9 | 100.1062 | 20.1062 | 33.7326 | 0 | 66.3735 | 0
2042 | 1 | 8 | 10 | 101.3752 | 21.3752 | 34.1603 | 0 | 67.2149 | 0
2042 | 1 | 8 | 11 | 95.239 | 15.239 | 32.0926 | 0 | 63.1465 | 0
2042 | 1 | 8 | 12 | 88.7527 | 8.7527 | 29.9069 | 0 | 58.8458 | 0
2042 | 1 | 8 | 13 | 75.3602 | 0 | 25.394 | 0 | 49.9662 | 0
2042 | 1 | 8 | 14 | 71.1599 | 0 | 23.9787 | 0 | 47.1813 | 0
2042 | 1 | 8 | 15 | 73.5257 | 0 | 24.7759 | 0 | 48.7499 | 0
2042 | 1 | 8 | 16 | 75.7203 | 0 | 25.5154 | 0 | 50.2049 | 0
2042 | 1 | 8 | 17 | 83.8816 | 3.8816 | 28.2655 | 0 | 55.6161 | 0
2042 | 1 | 8 | 18 | 100.2611 | 20.2611 | 33.7848 | 0 | 66.4762 | 0
2042 | 1 | 8 | 19 | 111.1524 | 31.1524 | 37.4549 | 0 | 73.6975 | 0
2042 | 1 | 8 | 20 | 109.4574 | 29.4574 | 36.8837 | 0 | 72.5737 | 0
2042 | 1 | 8 | 21 | 104.649 | 24.649 | 35.2634 | 0 | 69.3856 | 0
2042 | 1 | 8 | 22 | 100.0267 | 20.0267 | 33.7059 | 0 | 66.3208 | 0
2042 | 1 | 8 | 23 | 95.1033 | 15.1033 | 32.0468 | 0 | 63.0565 | 0
2042 | 1 | 8 | 24 | 89.7473 | 9.7473 | 30.242 | 0 | 59.5053 | 0
2042 | 1 | 9 | 1 | 87.1922 | 7.1922 | 29.381 | 0 | 57.8112 | 0
2042 | 1 | 9 | 2 | 86.9311 | 6.9311 | 29.2931 | 0 | 57.6381 | 0
2042 | 1 | 9 | 3 | 84.6224 | 4.6224 | 28.5151 | 0 | 56.1073 | 0
2042 | 1 | 9 | 4 | 84.1925 | 4.1925 | 28.3702 | 0 | 55.8223 | 0
2042 | 1 | 9 | 5 | 84.3794 | 4.3794 | 28.4332 | 0 | 55.9462 | 0
2042 | 1 | 9 | 6 | 85.5088 | 5.5088 | 28.8138 | 0 | 56.695 | 0
2042 | 1 | 9 | 7 | 91.5508 | 11.5508 | 30.8497 | 0 | 60.701 | 0
2042 | 1 | 9 | 8 | 100.1837 | 20.1837 | 33.7588 | 0 | 66.425 | 0
2042 | 1 | 9 | 9 | 109.0276 | 29.0276 | 36.7389 | 0 | 72.2887 | 0
2042 | 1 | 9 | 10 | 108.8171 | 28.8171 | 36.668 | 0 | 72.1492 | 0
2042 | 1 | 9 | 11 | 101.4533 | 21.4533 | 34.1866 | 0 | 67.2667 | 0
2042 | 1 | 9 | 12 | 93.9633 | 13.9633 | 31.6627 | 0 | 62.3006 | 0
2042 | 1 | 9 | 13 | 85.0511 | 5.0511 | 28.6596 | 0 | 56.3916 | 0
2042 | 1 | 9 | 14 | 81.3057 | 1.3057 | 27.3975 | 0 | 53.9082 | 0
2042 | 1 | 9 | 15 | 82.491 | 2.491 | 27.7969 | 0 | 54.6941 | 0
2042 | 1 | 9 | 16 | 83.8286 | 3.8286 | 28.2476 | 0 | 55.581 | 0
2042 | 1 | 9 | 17 | 89.5363 | 9.5363 | 30.1709 | 0 | 59.3654 | 0
2042 | 1 | 9 | 18 | 102.6221 | 22.6221 | 34.5804 | 0 | 68.0417 | 0
2042 | 1 | 9 | 19 | 108.2534 | 28.2534 | 36.478 | 0 | 71.7754 | 0
2042 | 1 | 9 | 20 | 104.9507 | 24.9507 | 35.3651 | 0 | 69.5856 | 0
2042 | 1 | 9 | 21 | 98.6809 | 18.6809 | 33.2524 | 0 | 65.4285 | 0
2042 | 1 | 9 | 22 | 93.5877 | 13.5877 | 31.5361 | 0 | 62.0516 | 0
2042 | 1 | 9 | 23 | 88.5088 | 8.5088 | 29.8247 | 0 | 58.6841 | 0
2042 | 1 | 9 | 24 | 83.2257 | 3.2257 | 28.0445 | 0 | 55.1813 | 0
2042 | 1 | 10 | 1 | 81.3353 | 1.3353 | 27.4074 | 0 | 53.9279 | 0
2042 | 1 | 10 | 2 | 67.6062 | 0 | 22.7812 | 0 | 44.825 | 0
2042 | 1 | 10 | 3 | 64.4409 | 0 | 21.7146 | 0 | 42.7264 | 0
2042 | 1 | 10 | 4 | 63.524 | 0 | 21.4056 | 0 | 42.1184 | 0
2042 | 1 | 10 | 5 | 63.7301 | 0 | 21.475 | 0 | 42.2551 | 0
2042 | 1 | 10 | 6 | 65.1599 | 0 | 21.9568 | 0 | 43.203 | 0
2042 | 1 | 10 | 7 | 63.9847 | 0 | 21.5608 | 0 | 42.4239 | 0
2042 | 1 | 10 | 8 | 71.4271 | 0 | 24.0687 | 0 | 47.3584 | 0
2042 | 1 | 10 | 9 | 80.9947 | 0.99468 | 27.2927 | 0 | 53.702 | 0
2042 | 1 | 10 | 10 | 84.539 | 4.539 | 28.487 | 0 | 56.052 | 0
2042 | 1 | 10 | 11 | 82.404 | 2.404 | 27.7676 | 0 | 54.6364 | 0
2042 | 1 | 10 | 12 | 80.5626 | 0.56263 | 27.1471 | 0 | 53.4156 | 0
2042 | 1 | 10 | 13 | 83.7804 | 3.7804 | 28.2314 | 0 | 55.549 | 0
2042 | 1 | 10 | 14 | 81.7251 | 1.7251 | 27.5388 | 0 | 54.1863 | 0
2042 | 1 | 10 | 15 | 83.711 | 3.711 | 28.208 | 0 | 55.503 | 0
2042 | 1 | 10 | 16 | 83.9081 | 3.9081 | 28.2744 | 0 | 55.6337 | 0
2042 | 1 | 10 | 17 | 87.1691 | 7.1691 | 29.3732 | 0 | 57.7958 | 0
2042 | 1 | 10 | 18 | 95.9347 | 15.9347 | 32.327 | 0 | 63.6077 | 0
2042 | 1 | 10 | 19 | 97.4214 | 17.4214 | 32.828 | 0 | 64.5935 | 0
2042 | 1 | 10 | 20 | 93.965 | 13.965 | 31.6633 | 0 | 62.3018 | 0
2042 | 1 | 10 | 21 | 87.394 | 7.394 | 29.449 | 0 | 57.945 | 0
2042 | 1 | 10 | 22 | 83.1224 | 3.1224 | 28.0096 | 0 | 55.1128 | 0
2042 | 1 | 10 | 23 | 79.3431 | 0 | 26.7361 | 0 | 52.607 | 0
2042 | 1 | 10 | 24 | 74.8858 | 0 | 25.2342 | 0 | 49.6517 | 0
2042 | 1 | 11 | 1 | 71.9525 | 0 | 24.2457 | 0 | 47.7067 | 0
2042 | 1 | 11 | 2 | 71.6306 | 0 | 24.1372 | 0 | 47.4933 | 0
2042 | 1 | 11 | 3 | 69.6321 | 0 | 23.4638 | 0 | 46.1682 | 0
2042 | 1 | 11 | 4 | 69.7833 | 0 | 23.5148 | 0 | 46.2685 | 0
2042 | 1 | 11 | 5 | 71.2151 | 0 | 23.9973 | 0 | 47.2179 | 0
2042 | 1 | 11 | 6 | 73.1329 | 0 | 24.6435 | 0 | 48.4894 | 0
2042 | 1 | 11 | 7 | 69.2219 | 0 | 23.3256 | 0 | 45.8963 | 0
2042 | 1 | 11 | 8 | 73.9669 | 0 | 24.9245 | 0 | 49.0424 | 0
2042 | 1 | 11 | 9 | 80.1533 | 0.15331 | 27.0091 | 0 | 53.1442 | 0
2042 | 1 | 11 | 10 | 85.6419 | 5.6419 | 28.8586 | 0 | 56.7833 | 0
2042 | 1 | 11 | 11 | 87.4648 | 7.4648 | 29.4729 | 0 | 57.9919 | 0
2042 | 1 | 11 | 12 | 86.3054 | 6.3054 | 29.0822 | 0 | 57.2232 | 0
2042 | 1 | 11 | 13 | 83.1309 | 3.1309 | 28.0125 | 0 | 55.1184 | 0
2042 | 1 | 11 | 14 | 78.9643 | 0 | 26.6085 | 0 | 52.3558 | 0
2042 | 1 | 11 | 15 | 79.1604 | 0 | 26.6746 | 0 | 52.4859 | 0
2042 | 1 | 11 | 16 | 81.0352 | 1.0352 | 27.3063 | 0 | 53.7289 | 0
2042 | 1 | 11 | 17 | 88.0049 | 8.0049 | 29.6549 | 0 | 58.35 | 0
2042 | 1 | 11 | 18 | 98.8793 | 18.8793 | 33.3192 | 0 | 65.5601 | 0
2042 | 1 | 11 | 19 | 108.0269 | 28.0269 | 36.4017 | 0 | 71.6252 | 0
2042 | 1 | 11 | 20 | 104.611 | 24.611 | 35.2506 | 0 | 69.3604 | 0
2042 | 1 | 11 | 21 | 98.1782 | 18.1782 | 33.083 | 0 | 65.0952 | 0
2042 | 1 | 11 | 22 | 92.8027 | 12.8027 | 31.2716 | 0 | 61.5311 | 0
2042 | 1 | 11 | 23 | 88.4808 | 8.4808 | 29.8152 | 0 | 58.6655 | 0
2042 | 1 | 11 | 24 | 84.9957 | 4.9957 | 28.6409 | 0 | 56.3548 | 0
2042 | 1 | 12 | 1 | 83.5064 | 3.5064 | 28.139 | 0 | 55.3674 | 0
2042 | 1 | 12 | 2 | 81.4593 | 1.4593 | 27.4492 | 0 | 54.0101 | 0
2042 | 1 | 12 | 3 | 79.4647 | 0 | 26.7771 | 0 | 52.6876 | 0
2042 | 1 | 12 | 4 | 78.8811 | 0 | 26.5805 | 0 | 52.3007 | 0
2042 | 1 | 12 | 5 | 79.3327 | 0 | 26.7326 | 0 | 52.6001 | 0
2042 | 1 | 12 | 6 | 80.1971 | 0.19713 | 27.0239 | 0 | 53.1732 | 0
2042 | 1 | 12 | 7 | 86.6582 | 6.6582 | 29.2011 | 0 | 57.4571 | 0
2042 | 1 | 12 | 8 | 90.4812 | 10.4812 | 30.4893 | 0 | 59.9919 | 0
2042 | 1 | 12 | 9 | 97.1603 | 17.1603 | 32.74 | 0 | 64.4203 | 0
2042 | 1 | 12 | 10 | 103.5833 | 23.5833 | 34.9043 | 0 | 68.679 | 0
2042 | 1 | 12 | 11 | 104.8468 | 24.8468 | 35.3301 | 0 | 69.5167 | 0
2042 | 1 | 12 | 12 | 102.5481 | 22.5481 | 34.5555 | 0 | 67.9926 | 0
2042 | 1 | 12 | 13 | 99.9824 | 19.9824 | 33.6909 | 0 | 66.2915 | 0
2042 | 1 | 12 | 14 | 99.8208 | 19.8208 | 33.6365 | 0 | 66.1843 | 0
2042 | 1 | 12 | 15 | 102.3221 | 22.3221 | 34.4793 | 0 | 67.8428 | 0
2042 | 1 | 12 | 16 | 105.6423 | 25.6423 | 35.5981 | 0 | 70.0442 | 0
2042 | 1 | 12 | 17 | 109.9108 | 29.9108 | 37.0365 | 0 | 72.8743 | 0
2042 | 1 | 12 | 18 | 118.8257 | 38.8257 | 40.0405 | 0.040518 | 78.7852 | 0
2042 | 1 | 12 | 19 | 108.7054 | 28.7054 | 36.6303 | 0 | 72.0751 | 0
2042 | 1 | 12 | 20 | 104.2964 | 24.2964 | 35.1446 | 0 | 69.1518 | 0
2042 | 1 | 12 | 21 | 97.4952 | 17.4952 | 32.8528 | 0 | 64.6424 | 0
2042 | 1 | 12 | 22 | 92.8516 | 12.8516 | 31.2881 | 0 | 61.5636 | 0
2042 | 1 | 12 | 23 | 87.7129 | 7.7129 | 29.5565 | 0 | 58.1564 | 0
2042 | 1 | 12 | 24 | 83.3158 | 3.3158 | 28.0748 | 0 | 55.241 | 0
2042 | 1 | 13 | 1 | 86.662 | 6.662 | 29.2024 | 0 | 57.4596 | 0
2042 | 1 | 13 | 2 | 67.2444 | 0 | 22.6592 | 0 | 44.5851 | 0
2042 | 1 | 13 | 3 | 63.6441 | 0 | 21.4461 | 0 | 42.198 | 0
2042 | 1 | 13 | 4 | 62.3915 | 0 | 21.024 | 0 | 41.3675 | 0
2042 | 1 | 13 | 5 | 62.494 | 0 | 21.0585 | 0 | 41.4355 | 0
2042 | 1 | 13 | 6 | 63.5682 | 0 | 21.4205 | 0 | 42.1477 | 0
2042 | 1 | 13 | 7 | 68.912 | 0 | 23.2212 | 0 | 45.6908 | 0
2042 | 1 | 13 | 8 | 76.2086 | 0 | 25.6799 | 0 | 50.5287 | 0
2042 | 1 | 13 | 9 | 85.1912 | 5.1912 | 28.7068 | 0 | 56.4844 | 0
2042 | 1 | 13 | 10 | 87.7337 | 7.7337 | 29.5635 | 0 | 58.1702 | 0
2042 | 1 | 13 | 11 | 85.8641 | 5.8641 | 28.9335 | 0 | 56.9306 | 0
2042 | 1 | 13 | 12 | 84.0321 | 4.0321 | 28.3162 | 0 | 55.716 | 0
2042 | 1 | 13 | 13 | 90.5885 | 10.5885 | 30.5255 | 0 | 60.063 | 0
2042 | 1 | 13 | 14 | 88.3395 | 8.3395 | 29.7676 | 0 | 58.5719 | 0
2042 | 1 | 13 | 15 | 89.1764 | 9.1764 | 30.0496 | 0 | 59.1267 | 0
2042 | 1 | 13 | 16 | 88.8808 | 8.8808 | 29.95 | 0 | 58.9308 | 0
2042 | 1 | 13 | 17 | 92.2615 | 12.2615 | 31.0892 | 0 | 61.1723 | 0
2042 | 1 | 13 | 18 | 101.0886 | 21.0886 | 34.0637 | 0 | 67.0249 | 0
2042 | 1 | 13 | 19 | 113.1531 | 33.1531 | 38.129 | 0 | 75.0241 | 0
2042 | 1 | 13 | 20 | 109.3974 | 29.3974 | 36.8635 | 0 | 72.5339 | 0
2042 | 1 | 13 | 21 | 102.0607 | 22.0607 | 34.3912 | 0 | 67.6695 | 0
2042 | 1 | 13 | 22 | 96.8341 | 16.8341 | 32.6301 | 0 | 64.2041 | 0
2042 | 1 | 13 | 23 | 91.7623 | 11.7623 | 30.921 | 0 | 60.8413 | 0
2042 | 1 | 13 | 24 | 85.9573 | 5.9573 | 28.9649 | 0 | 56.9924 | 0
2042 | 1 | 14 | 1 | 69.1356 | 0 | 23.2965 | 0 | 45.8391 | 0
2042 | 1 | 14 | 2 | 81.3766 | 1.3766 | 27.4214 | 0 | 53.9553 | 0
2042 | 1 | 14 | 3 | 79.4083 | 0 | 26.7581 | 0 | 52.6502 | 0
2042 | 1 | 14 | 4 | 78.6429 | 0 | 26.5002 | 0 | 52.1427 | 0
2042 | 1 | 14 | 5 | 78.3433 | 0 | 26.3992 | 0 | 51.9441 | 0
2042 | 1 | 14 | 6 | 79.371 | 0 | 26.7455 | 0 | 52.6254 | 0
2042 | 1 | 14 | 7 | 80.4093 | 0.40931 | 27.0954 | 0 | 53.3139 | 0
2042 | 1 | 14 | 8 | 88.3605 | 8.3605 | 29.7747 | 0 | 58.5858 | 0
2042 | 1 | 14 | 9 | 97.9149 | 17.9149 | 32.9942 | 0 | 64.9206 | 0
2042 | 1 | 14 | 10 | 101.4246 | 21.4246 | 34.1769 | 0 | 67.2477 | 0
2042 | 1 | 14 | 11 | 98.5023 | 18.5023 | 33.1922 | 0 | 65.3101 | 0
2042 | 1 | 14 | 12 | 96.4965 | 16.4965 | 32.5163 | 0 | 63.9802 | 0
2042 | 1 | 14 | 13 | 93.3425 | 13.3425 | 31.4535 | 0 | 61.889 | 0
2042 | 1 | 14 | 14 | 92.1958 | 12.1958 | 31.0671 | 0 | 61.1287 | 0
2042 | 1 | 14 | 15 | 94.9488 | 14.9488 | 31.9947 | 0 | 62.954 | 0
2042 | 1 | 14 | 16 | 96.7792 | 16.7792 | 32.6115 | 0 | 64.1676 | 0
2042 | 1 | 14 | 17 | 101.0664 | 21.0664 | 34.0562 | 0 | 67.0102 | 0
2042 | 1 | 14 | 18 | 110.5824 | 30.5824 | 37.2628 | 0 | 73.3196 | 0
2042 | 1 | 14 | 19 | 114.7822 | 34.7822 | 38.678 | 0 | 76.1042 | 0
2042 | 1 | 14 | 20 | 112.1671 | 32.1671 | 37.7968 | 0 | 74.3703 | 0
2042 | 1 | 14 | 21 | 105.9111 | 25.9111 | 35.6887 | 0 | 70.2224 | 0
2042 | 1 | 14 | 22 | 100.5606 | 20.5606 | 33.8858 | 0 | 66.6748 | 0
2042 | 1 | 14 | 23 | 95.3131 | 15.3131 | 32.1175 | 0 | 63.1956 | 0
2042 | 1 | 14 | 24 | 89.1195 | 9.1195 | 30.0305 | 0 | 59.0891 | 0
2042 | 1 | 15 | 1 | 80.1106 | 0.11064 | 26.9948 | 0 | 53.1159 | 0
2042 | 1 | 15 | 2 | 78.5778 | 0 | 26.4783 | 0 | 52.0996 | 0
2042 | 1 | 15 | 3 | 76.586 | 0 | 25.8071 | 0 | 50.7789 | 0
2042 | 1 | 15 | 4 | 76.3298 | 0 | 25.7207 | 0 | 50.609 | 0
2042 | 1 | 15 | 5 | 77.4097 | 0 | 26.0846 | 0 | 51.3251 | 0
2042 | 1 | 15 | 6 | 79.6581 | 0 | 26.8423 | 0 | 52.8158 | 0
2042 | 1 | 15 | 7 | 76.0195 | 0 | 25.6162 | 0 | 50.4033 | 0
2042 | 1 | 15 | 8 | 84.716 | 4.716 | 28.5466 | 0 | 56.1694 | 0
2042 | 1 | 15 | 9 | 94.5288 | 14.5288 | 31.8532 | 0 | 62.6755 | 0
2042 | 1 | 15 | 10 | 98.0598 | 18.0598 | 33.0431 | 0 | 65.0167 | 0
2042 | 1 | 15 | 11 | 93.8908 | 13.8908 | 31.6382 | 0 | 62.2525 | 0
2042 | 1 | 15 | 12 | 90.0044 | 10.0044 | 30.3286 | 0 | 59.6757 | 0
2042 | 1 | 15 | 13 | 69.1094 | 0 | 23.2877 | 0 | 45.8217 | 0
2042 | 1 | 15 | 14 | 65.3297 | 0 | 22.014 | 0 | 43.3156 | 0
2042 | 1 | 15 | 15 | 68.3043 | 0 | 23.0164 | 0 | 45.2879 | 0
2042 | 1 | 15 | 16 | 71.6889 | 0 | 24.1569 | 0 | 47.532 | 0
2042 | 1 | 15 | 17 | 79.4525 | 0 | 26.773 | 0 | 52.6795 | 0
2042 | 1 | 15 | 18 | 95.8273 | 15.8273 | 32.2908 | 0 | 63.5365 | 0
2042 | 1 | 15 | 19 | 106.6565 | 26.6565 | 35.9399 | 0 | 70.7166 | 0
2042 | 1 | 15 | 20 | 106.0325 | 26.0325 | 35.7296 | 0 | 70.3029 | 0
2042 | 1 | 15 | 21 | 102.0479 | 22.0479 | 34.3869 | 0 | 67.6609 | 0
2042 | 1 | 15 | 22 | 97.537 | 17.537 | 32.8669 | 0 | 64.6701 | 0
2042 | 1 | 15 | 23 | 93.0003 | 13.0003 | 31.3382 | 0 | 61.6621 | 0
2042 | 1 | 15 | 24 | 87.7945 | 7.7945 | 29.584 | 0 | 58.2105 | 0
2042 | 1 | 16 | 1 | 89.2827 | 9.2827 | 30.0855 | 0 | 59.1972 | 0
2042 | 1 | 16 | 2 | 81.8398 | 1.8398 | 27.5774 | 0 | 54.2624 | 0
2042 | 1 | 16 | 3 | 80.0051 | 0.0051359 | 26.9592 | 0 | 53.0459 | 0
2042 | 1 | 16 | 4 | 80.405 | 0.40504 | 27.094 | 0 | 53.3111 | 0
2042 | 1 | 16 | 5 | 81.4873 | 1.4873 | 27.4587 | 0 | 54.0287 | 0
2042 | 1 | 16 | 6 | 83.8369 | 3.8369 | 28.2504 | 0 | 55.5865 | 0
2042 | 1 | 16 | 7 | 85.9831 | 5.9831 | 28.9736 | 0 | 57.0095 | 0
2042 | 1 | 16 | 8 | 95.1464 | 15.1464 | 32.0614 | 0 | 63.0851 | 0
2042 | 1 | 16 | 9 | 105.4594 | 25.4594 | 35.5365 | 0 | 69.9229 | 0
2042 | 1 | 16 | 10 | 107.2794 | 27.2794 | 36.1498 | 0 | 71.1296 | 0
2042 | 1 | 16 | 11 | 101.1173 | 21.1173 | 34.0734 | 0 | 67.0439 | 0
2042 | 1 | 16 | 12 | 94.1592 | 14.1592 | 31.7287 | 0 | 62.4305 | 0
2042 | 1 | 16 | 13 | 81.7433 | 1.7433 | 27.5449 | 0 | 54.1984 | 0
2042 | 1 | 16 | 14 | 76.5078 | 0 | 25.7807 | 0 | 50.7271 | 0
2042 | 1 | 16 | 15 | 78.4099 | 0 | 26.4217 | 0 | 51.9882 | 0
2042 | 1 | 16 | 16 | 80.8884 | 0.88844 | 27.2569 | 0 | 53.6316 | 0
2042 | 1 | 16 | 17 | 88.332 | 8.332 | 29.7651 | 0 | 58.5669 | 0
2042 | 1 | 16 | 18 | 105.2787 | 25.2787 | 35.4756 | 0 | 69.8031 | 0
2042 | 1 | 16 | 19 | 122.3458 | 42.3458 | 41.2267 | 1.2267 | 81.1191 | 0
2042 | 1 | 16 | 20 | 122.1989 | 42.1989 | 41.1772 | 1.1772 | 81.0217 | 0
2042 | 1 | 16 | 21 | 117.8136 | 37.8136 | 39.6995 | 0 | 78.1141 | 0
2042 | 1 | 16 | 22 | 113.0887 | 33.0887 | 38.1074 | 0 | 74.9814 | 0
2042 | 1 | 16 | 23 | 107.9578 | 27.9578 | 36.3784 | 0 | 71.5794 | 0
2042 | 1 | 16 | 24 | 102.1211 | 22.1211 | 34.4116 | 0 | 67.7095 | 0
2042 | 1 | 17 | 1 | 92.8834 | 12.8834 | 31.2988 | 0 | 61.5846 | 0
2042 | 1 | 17 | 2 | 94.1152 | 14.1152 | 31.7139 | 0 | 62.4013 | 0
2042 | 1 | 17 | 3 | 90.697 | 10.697 | 30.562 | 0 | 60.1349 | 0
2042 | 1 | 17 | 4 | 89.4826 | 9.4826 | 30.1528 | 0 | 59.3298 | 0
2042 | 1 | 17 | 5 | 89.0972 | 9.0972 | 30.023 | 0 | 59.0743 | 0
2042 | 1 | 17 | 6 | 89.7583 | 9.7583 | 30.2457 | 0 | 59.5126 | 0
2042 | 1 | 17 | 7 | 93.4767 | 13.4767 | 31.4987 | 0 | 61.978 | 0
2042 | 1 | 17 | 8 | 100.7018 | 20.7018 | 33.9334 | 0 | 66.7685 | 0
2042 | 1 | 17 | 9 | 108.7932 | 28.7932 | 36.6599 | 0 | 72.1333 | 0
2042 | 1 | 17 | 10 | 106.3221 | 26.3221 | 35.8272 | 0 | 70.4949 | 0
2042 | 1 | 17 | 11 | 96.6481 | 16.6481 | 32.5674 | 0 | 64.0807 | 0
2042 | 1 | 17 | 12 | 87.1375 | 7.1375 | 29.3626 | 0 | 57.7749 | 0
2042 | 1 | 17 | 13 | 72.7596 | 0 | 24.5177 | 0 | 48.2419 | 0
2042 | 1 | 17 | 14 | 67.2036 | 0 | 22.6455 | 0 | 44.5581 | 0
2042 | 1 | 17 | 15 | 68.3805 | 0 | 23.0421 | 0 | 45.3384 | 0
2042 | 1 | 17 | 16 | 70.2783 | 0 | 23.6816 | 0 | 46.5967 | 0
2042 | 1 | 17 | 17 | 78.6605 | 0 | 26.5061 | 0 | 52.1544 | 0
2042 | 1 | 17 | 18 | 96.6837 | 16.6837 | 32.5794 | 0 | 64.1043 | 0
2042 | 1 | 17 | 19 | 115.8114 | 35.8114 | 39.0248 | 0 | 76.7866 | 0
2042 | 1 | 17 | 20 | 113.0048 | 33.0048 | 38.0791 | 0 | 74.9257 | 0
2042 | 1 | 17 | 21 | 106.2891 | 26.2891 | 35.8161 | 0 | 70.473 | 0
2042 | 1 | 17 | 22 | 102.007 | 22.007 | 34.3732 | 0 | 67.6339 | 0
2042 | 1 | 17 | 23 | 97.8179 | 17.8179 | 32.9615 | 0 | 64.8563 | 0
2042 | 1 | 17 | 24 | 92.2186 | 12.2186 | 31.0748 | 0 | 61.1438 | 0
2042 | 1 | 18 | 1 | 82.2706 | 2.2706 | 27.7226 | 0 | 54.548 | 0
2042 | 1 | 18 | 2 | 71.7888 | 0 | 24.1906 | 0 | 47.5982 | 0
2042 | 1 | 18 | 3 | 68.2736 | 0 | 23.006 | 0 | 45.2675 | 0
2042 | 1 | 18 | 4 | 66.9353 | 0 | 22.5551 | 0 | 44.3802 | 0
2042 | 1 | 18 | 5 | 67.4255 | 0 | 22.7203 | 0 | 44.7052 | 0
2042 | 1 | 18 | 6 | 68.7562 | 0 | 23.1687 | 0 | 45.5875 | 0
2042 | 1 | 18 | 7 | 64.9614 | 0 | 21.8899 | 0 | 43.0714 | 0
2042 | 1 | 18 | 8 | 68.1442 | 0 | 22.9625 | 0 | 45.1818 | 0
2042 | 1 | 18 | 9 | 74.5546 | 0 | 25.1226 | 0 | 49.432 | 0
2042 | 1 | 18 | 10 | 81.9701 | 1.9701 | 27.6214 | 0 | 54.3488 | 0
2042 | 1 | 18 | 11 | 86.6477 | 6.6477 | 29.1975 | 0 | 57.4501 | 0
2042 | 1 | 18 | 12 | 88.5755 | 8.5755 | 29.8471 | 0 | 58.7283 | 0
2042 | 1 | 18 | 13 | 93.2099 | 13.2099 | 31.4088 | 0 | 61.8011 | 0
2042 | 1 | 18 | 14 | 89.5225 | 9.5225 | 30.1663 | 0 | 59.3562 | 0
2042 | 1 | 18 | 15 | 88.0226 | 8.0226 | 29.6608 | 0 | 58.3617 | 0
2042 | 1 | 18 | 16 | 86.7913 | 6.7913 | 29.2459 | 0 | 57.5453 | 0
2042 | 1 | 18 | 17 | 90.2556 | 10.2556 | 30.4133 | 0 | 59.8423 | 0
2042 | 1 | 18 | 18 | 95.313 | 15.313 | 32.1175 | 0 | 63.1955 | 0
2042 | 1 | 18 | 19 | 100.162 | 20.162 | 33.7515 | 0 | 66.4106 | 0
2042 | 1 | 18 | 20 | 96.6092 | 16.6092 | 32.5542 | 0 | 64.0549 | 0
2042 | 1 | 18 | 21 | 89.0177 | 9.0177 | 29.9962 | 0 | 59.0215 | 0
2042 | 1 | 18 | 22 | 82.9092 | 2.9092 | 27.9378 | 0 | 54.9714 | 0
2042 | 1 | 18 | 23 | 79.3106 | 0 | 26.7252 | 0 | 52.5854 | 0
2042 | 1 | 18 | 24 | 76.1944 | 0 | 25.6751 | 0 | 50.5193 | 0
2042 | 1 | 19 | 1 | 75.5992 | 0 | 25.4745 | 0 | 50.1246 | 0
2042 | 1 | 19 | 2 | 71.1867 | 0 | 23.9877 | 0 | 47.199 | 0
2042 | 1 | 19 | 3 | 68.6923 | 0 | 23.1471 | 0 | 45.5452 | 0
2042 | 1 | 19 | 4 | 67.8886 | 0 | 22.8763 | 0 | 45.0123 | 0
2042 | 1 | 19 | 5 | 68.6696 | 0 | 23.1395 | 0 | 45.5301 | 0
2042 | 1 | 19 | 6 | 70.5509 | 0 | 23.7734 | 0 | 46.7775 | 0
2042 | 1 | 19 | 7 | 74.9225 | 0 | 25.2465 | 0 | 49.6759 | 0
2042 | 1 | 19 | 8 | 78.0611 | 0 | 26.3041 | 0 | 51.757 | 0
2042 | 1 | 19 | 9 | 82.7415 | 2.7415 | 27.8813 | 0 | 54.8602 | 0
2042 | 1 | 19 | 10 | 86.0748 | 6.0748 | 29.0045 | 0 | 57.0703 | 0
2042 | 1 | 19 | 11 | 85.7174 | 5.7174 | 28.8841 | 0 | 56.8333 | 0
2042 | 1 | 19 | 12 | 83.2887 | 3.2887 | 28.0657 | 0 | 55.223 | 0
2042 | 1 | 19 | 13 | 87.134 | 7.134 | 29.3614 | 0 | 57.7726 | 0
2042 | 1 | 19 | 14 | 84.4714 | 4.4714 | 28.4642 | 0 | 56.0072 | 0
2042 | 1 | 19 | 15 | 84.9474 | 4.9474 | 28.6246 | 0 | 56.3228 | 0
2042 | 1 | 19 | 16 | 88.181 | 8.181 | 29.7142 | 0 | 58.4667 | 0
2042 | 1 | 19 | 17 | 95.6043 | 15.6043 | 32.2156 | 0 | 63.3886 | 0
2042 | 1 | 19 | 18 | 107.9983 | 27.9983 | 36.392 | 0 | 71.6063 | 0
2042 | 1 | 19 | 19 | 114.65 | 34.65 | 38.6334 | 0 | 76.0165 | 0
2042 | 1 | 19 | 20 | 110.363 | 30.363 | 37.1889 | 0 | 73.1741 | 0
2042 | 1 | 19 | 21 | 104.4114 | 24.4114 | 35.1834 | 0 | 69.2281 | 0
2042 | 1 | 19 | 22 | 99.6768 | 19.6768 | 33.588 | 0 | 66.0889 | 0
2042 | 1 | 19 | 23 | 94.7065 | 14.7065 | 31.9131 | 0 | 62.7934 | 0
2042 | 1 | 19 | 24 | 90.1614 | 10.1614 | 30.3816 | 0 | 59.7798 | 0
2042 | 1 | 20 | 1 | 83.0486 | 3.0486 | 27.9848 | 0 | 55.0638 | 0
2042 | 1 | 20 | 2 | 65.9821 | 0 | 22.2339 | 0 | 43.7482 | 0
2042 | 1 | 20 | 3 | 62.4625 | 0 | 21.0479 | 0 | 41.4146 | 0
2042 | 1 | 20 | 4 | 61.3256 | 0 | 20.6648 | 0 | 40.6608 | 0
2042 | 1 | 20 | 5 | 61.8453 | 0 | 20.8399 | 0 | 41.0054 | 0
2042 | 1 | 20 | 6 | 63.4656 | 0 | 21.3859 | 0 | 42.0797 | 0
2042 | 1 | 20 | 7 | 62.0478 | 0 | 20.9082 | 0 | 41.1397 | 0
2042 | 1 | 20 | 8 | 69.2915 | 0 | 23.3491 | 0 | 45.9424 | 0
2042 | 1 | 20 | 9 | 78.5769 | 0 | 26.478 | 0 | 52.099 | 0
2042 | 1 | 20 | 10 | 82.1561 | 2.1561 | 27.684 | 0 | 54.4721 | 0
2042 | 1 | 20 | 11 | 81.0097 | 1.0097 | 27.2977 | 0 | 53.7119 | 0
2042 | 1 | 20 | 12 | 80.1233 | 0.12331 | 26.999 | 0 | 53.1243 | 0
2042 | 1 | 20 | 13 | 80.4336 | 0.43356 | 27.1036 | 0 | 53.33 | 0
2042 | 1 | 20 | 14 | 78.1511 | 0 | 26.3345 | 0 | 51.8166 | 0
2042 | 1 | 20 | 15 | 79.5934 | 0 | 26.8205 | 0 | 52.7729 | 0
2042 | 1 | 20 | 16 | 80.3001 | 0.30007 | 27.0586 | 0 | 53.2415 | 0
2042 | 1 | 20 | 17 | 83.357 | 3.357 | 28.0887 | 0 | 55.2683 | 0
2042 | 1 | 20 | 18 | 92.3451 | 12.3451 | 31.1174 | 0 | 61.2277 | 0
2042 | 1 | 20 | 19 | 102.1159 | 22.1159 | 34.4098 | 0 | 67.706 | 0
2042 | 1 | 20 | 20 | 99.3932 | 19.3932 | 33.4924 | 0 | 65.9008 | 0
2042 | 1 | 20 | 21 | 93.164 | 13.164 | 31.3933 | 0 | 61.7707 | 0
2042 | 1 | 20 | 22 | 88.3308 | 8.3308 | 29.7647 | 0 | 58.5661 | 0
2042 | 1 | 20 | 23 | 83.8049 | 3.8049 | 28.2396 | 0 | 55.5653 | 0
2042 | 1 | 20 | 24 | 78.434 | 0 | 26.4298 | 0 | 52.0042 | 0
2042 | 1 | 21 | 1 | 70.8952 | 0 | 23.8895 | 0 | 47.0058 | 0
2042 | 1 | 21 | 2 | 75.3632 | 0 | 25.395 | 0 | 49.9682 | 0
2042 | 1 | 21 | 3 | 74.9126 | 0 | 25.2432 | 0 | 49.6694 | 0
2042 | 1 | 21 | 4 | 75.8357 | 0 | 25.5543 | 0 | 50.2815 | 0
2042 | 1 | 21 | 5 | 76.9553 | 0 | 25.9315 | 0 | 51.0238 | 0
2042 | 1 | 21 | 6 | 79.6506 | 0 | 26.8397 | 0 | 52.8108 | 0
2042 | 1 | 21 | 7 | 83.4817 | 3.4817 | 28.1307 | 0 | 55.351 | 0
2042 | 1 | 21 | 8 | 92.8115 | 12.8115 | 31.2746 | 0 | 61.537 | 0
2042 | 1 | 21 | 9 | 103.6242 | 23.6242 | 34.9181 | 0 | 68.7061 | 0
2042 | 1 | 21 | 10 | 105.6398 | 25.6398 | 35.5973 | 0 | 70.0425 | 0
2042 | 1 | 21 | 11 | 98.4456 | 18.4456 | 33.1731 | 0 | 65.2725 | 0
2042 | 1 | 21 | 12 | 90.9478 | 10.9478 | 30.6465 | 0 | 60.3012 | 0
2042 | 1 | 21 | 13 | 77.651 | 0 | 26.1659 | 0 | 51.485 | 0
2042 | 1 | 21 | 14 | 74.5824 | 0 | 25.1319 | 0 | 49.4505 | 0
2042 | 1 | 21 | 15 | 78.637 | 0 | 26.4982 | 0 | 52.1388 | 0
2042 | 1 | 21 | 16 | 81.3766 | 1.3766 | 27.4214 | 0 | 53.9552 | 0
2042 | 1 | 21 | 17 | 90.2809 | 10.2809 | 30.4218 | 0 | 59.859 | 0
2042 | 1 | 21 | 18 | 108.0206 | 28.0206 | 36.3995 | 0 | 71.621 | 0
2042 | 1 | 21 | 19 | 120.4465 | 40.4465 | 40.5867 | 0.58668 | 79.8598 | 0
2042 | 1 | 21 | 20 | 121.6745 | 41.6745 | 41.0005 | 1.0005 | 80.674 | 0
2042 | 1 | 21 | 21 | 117.6924 | 37.6924 | 39.6586 | 0 | 78.0338 | 0
2042 | 1 | 21 | 22 | 112.8999 | 32.8999 | 38.0437 | 0 | 74.8562 | 0
2042 | 1 | 21 | 23 | 107.6845 | 27.6845 | 36.2863 | 0 | 71.3982 | 0
2042 | 1 | 21 | 24 | 101.6009 | 21.6009 | 34.2363 | 0 | 67.3646 | 0
2042 | 1 | 22 | 1 | 93.3867 | 13.3867 | 31.4684 | 0 | 61.9183 | 0
2042 | 1 | 22 | 2 | 94.1854 | 14.1854 | 31.7375 | 0 | 62.4479 | 0
2042 | 1 | 22 | 3 | 91.2526 | 11.2526 | 30.7493 | 0 | 60.5034 | 0
2042 | 1 | 22 | 4 | 90.5067 | 10.5067 | 30.4979 | 0 | 60.0088 | 0
2042 | 1 | 22 | 5 | 91.3897 | 11.3897 | 30.7954 | 0 | 60.5942 | 0
2042 | 1 | 22 | 6 | 93.2062 | 13.2062 | 31.4076 | 0 | 61.7987 | 0
2042 | 1 | 22 | 7 | 93.2504 | 13.2504 | 31.4225 | 0 | 61.8279 | 0
2042 | 1 | 22 | 8 | 101.007 | 21.007 | 34.0362 | 0 | 66.9708 | 0
2042 | 1 | 22 | 9 | 109.5904 | 29.5904 | 36.9285 | 0 | 72.6619 | 0
2042 | 1 | 22 | 10 | 109.0729 | 29.0729 | 36.7541 | 0 | 72.3187 | 0
2042 | 1 | 22 | 11 | 101.0753 | 21.0753 | 34.0592 | 0 | 67.0161 | 0
2042 | 1 | 22 | 12 | 93.1306 | 13.1306 | 31.3821 | 0 | 61.7485 | 0
2042 | 1 | 22 | 13 | 89.0272 | 9.0272 | 29.9994 | 0 | 59.0278 | 0
2042 | 1 | 22 | 14 | 83.3001 | 3.3001 | 28.0695 | 0 | 55.2306 | 0
2042 | 1 | 22 | 15 | 84.2788 | 4.2788 | 28.3993 | 0 | 55.8795 | 0
2042 | 1 | 22 | 16 | 86.0561 | 6.0561 | 28.9982 | 0 | 57.0579 | 0
2042 | 1 | 22 | 17 | 92.287 | 12.287 | 31.0978 | 0 | 61.1892 | 0
2042 | 1 | 22 | 18 | 108.0881 | 28.0881 | 36.4223 | 0 | 71.6658 | 0
2042 | 1 | 22 | 19 | 120.3664 | 40.3664 | 40.5597 | 0.5597 | 79.8067 | 0
2042 | 1 | 22 | 20 | 119.9567 | 39.9567 | 40.4216 | 0.42163 | 79.535 | 0
2042 | 1 | 22 | 21 | 115.5839 | 35.5839 | 38.9482 | 0 | 76.6358 | 0
2042 | 1 | 22 | 22 | 111.1561 | 31.1561 | 37.4561 | 0 | 73.7 | 0
2042 | 1 | 22 | 23 | 106.3421 | 26.3421 | 35.834 | 0 | 70.5082 | 0
2042 | 1 | 22 | 24 | 100.1321 | 20.1321 | 33.7414 | 0 | 66.3907 | 0
2042 | 1 | 23 | 1 | 89.9075 | 9.9075 | 30.296 | 0 | 59.6115 | 0
2042 | 1 | 23 | 2 | 92.029 | 12.029 | 31.0109 | 0 | 61.0181 | 0
2042 | 1 | 23 | 3 | 89.6134 | 9.6134 | 30.1969 | 0 | 59.4165 | 0
2042 | 1 | 23 | 4 | 89.0583 | 9.0583 | 30.0098 | 0 | 59.0484 | 0
2042 | 1 | 23 | 5 | 88.7994 | 8.7994 | 29.9226 | 0 | 58.8768 | 0
2042 | 1 | 23 | 6 | 89.7226 | 9.7226 | 30.2337 | 0 | 59.4889 | 0
2042 | 1 | 23 | 7 | 85.6796 | 5.6796 | 28.8713 | 0 | 56.8083 | 0
2042 | 1 | 23 | 8 | 93.8043 | 13.8043 | 31.6091 | 0 | 62.1952 | 0
2042 | 1 | 23 | 9 | 103.4416 | 23.4416 | 34.8566 | 0 | 68.585 | 0
2042 | 1 | 23 | 10 | 103.6454 | 23.6454 | 34.9252 | 0 | 68.7202 | 0
2042 | 1 | 23 | 11 | 96.9947 | 16.9947 | 32.6842 | 0 | 64.3105 | 0
2042 | 1 | 23 | 12 | 90.8823 | 10.8823 | 30.6245 | 0 | 60.2578 | 0
2042 | 1 | 23 | 13 | 90.691 | 10.691 | 30.56 | 0 | 60.131 | 0
2042 | 1 | 23 | 14 | 87.9572 | 7.9572 | 29.6388 | 0 | 58.3184 | 0
2042 | 1 | 23 | 15 | 88.7362 | 8.7362 | 29.9013 | 0 | 58.8349 | 0
2042 | 1 | 23 | 16 | 87.2328 | 7.2328 | 29.3947 | 0 | 57.8381 | 0
2042 | 1 | 23 | 17 | 89.879 | 9.879 | 30.2864 | 0 | 59.5926 | 0
2042 | 1 | 23 | 18 | 99.9088 | 19.9088 | 33.6661 | 0 | 66.2427 | 0
2042 | 1 | 23 | 19 | 106.3878 | 26.3878 | 35.8493 | 0 | 70.5385 | 0
2042 | 1 | 23 | 20 | 104.6214 | 24.6214 | 35.2541 | 0 | 69.3673 | 0
2042 | 1 | 23 | 21 | 98.5953 | 18.5953 | 33.2235 | 0 | 65.3718 | 0
2042 | 1 | 23 | 22 | 93.6457 | 13.6457 | 31.5557 | 0 | 62.0901 | 0
2042 | 1 | 23 | 23 | 88.6394 | 8.6394 | 29.8687 | 0 | 58.7707 | 0
2042 | 1 | 23 | 24 | 83.0758 | 3.0758 | 27.9939 | 0 | 55.0819 | 0
2042 | 1 | 24 | 1 | 84.8831 | 4.8831 | 28.6029 | 0 | 56.2802 | 0
2042 | 1 | 24 | 2 | 83.4156 | 3.4156 | 28.1084 | 0 | 55.3072 | 0
2042 | 1 | 24 | 3 | 81.0562 | 1.0562 | 27.3134 | 0 | 53.7428 | 0
2042 | 1 | 24 | 4 | 80.677 | 0.67695 | 27.1856 | 0 | 53.4914 | 0
2042 | 1 | 24 | 5 | 80.8368 | 0.8368 | 27.2395 | 0 | 53.5973 | 0
2042 | 1 | 24 | 6 | 82.7605 | 2.7605 | 27.8877 | 0 | 54.8728 | 0
2042 | 1 | 24 | 7 | 88.3485 | 8.3485 | 29.7707 | 0 | 58.5778 | 0
2042 | 1 | 24 | 8 | 96.1315 | 16.1315 | 32.3933 | 0 | 63.7382 | 0
2042 | 1 | 24 | 9 | 107.1083 | 27.1083 | 36.0921 | 0 | 71.0162 | 0
2042 | 1 | 24 | 10 | 112.143 | 32.143 | 37.7887 | 0 | 74.3543 | 0
2042 | 1 | 24 | 11 | 109.1724 | 29.1724 | 36.7877 | 0 | 72.3847 | 0
2042 | 1 | 24 | 12 | 106.02 | 26.02 | 35.7254 | 0 | 70.2946 | 0
2042 | 1 | 24 | 13 | 89.0404 | 9.0404 | 30.0038 | 0 | 59.0366 | 0
2042 | 1 | 24 | 14 | 86.1412 | 6.1412 | 29.0269 | 0 | 57.1143 | 0
2042 | 1 | 24 | 15 | 88.2506 | 8.2506 | 29.7377 | 0 | 58.5129 | 0
2042 | 1 | 24 | 16 | 89.4976 | 9.4976 | 30.1579 | 0 | 59.3397 | 0
2042 | 1 | 24 | 17 | 94.0325 | 14.0325 | 31.686 | 0 | 62.3465 | 0
2042 | 1 | 24 | 18 | 106.7753 | 26.7753 | 35.9799 | 0 | 70.7954 | 0
2042 | 1 | 24 | 19 | 110.7795 | 30.7795 | 37.3292 | 0 | 73.4503 | 0
2042 | 1 | 24 | 20 | 111.5145 | 31.5145 | 37.5769 | 0 | 73.9377 | 0
2042 | 1 | 24 | 21 | 107.1194 | 27.1194 | 36.0959 | 0 | 71.0235 | 0
2042 | 1 | 24 | 22 | 103.247 | 23.247 | 34.791 | 0 | 68.456 | 0
2042 | 1 | 24 | 23 | 99.5949 | 19.5949 | 33.5604 | 0 | 66.0346 | 0
2042 | 1 | 24 | 24 | 94.3052 | 14.3052 | 31.7779 | 0 | 62.5273 | 0
2042 | 1 | 25 | 1 | 87.7539 | 7.7539 | 29.5703 | 0 | 58.1836 | 0
2042 | 1 | 25 | 2 | 91.479 | 11.479 | 30.8255 | 0 | 60.6534 | 0
2042 | 1 | 25 | 3 | 88.2284 | 8.2284 | 29.7302 | 0 | 58.4982 | 0
2042 | 1 | 25 | 4 | 86.3195 | 6.3195 | 29.0869 | 0 | 57.2325 | 0
2042 | 1 | 25 | 5 | 86.3599 | 6.3599 | 29.1006 | 0 | 57.2594 | 0
2042 | 1 | 25 | 6 | 87.2934 | 7.2934 | 29.4151 | 0 | 57.8783 | 0
2042 | 1 | 25 | 7 | 84.6507 | 4.6507 | 28.5246 | 0 | 56.1261 | 0
2042 | 1 | 25 | 8 | 87.4182 | 7.4182 | 29.4572 | 0 | 57.961 | 0
2042 | 1 | 25 | 9 | 93.1852 | 13.1852 | 31.4005 | 0 | 61.7847 | 0
2042 | 1 | 25 | 10 | 98.3045 | 18.3045 | 33.1255 | 0 | 65.179 | 0
2042 | 1 | 25 | 11 | 100.272 | 20.272 | 33.7885 | 0 | 66.4835 | 0
2042 | 1 | 25 | 12 | 98.9001 | 18.9001 | 33.3262 | 0 | 65.5738 | 0
2042 | 1 | 25 | 13 | 96.9323 | 16.9323 | 32.6631 | 0 | 64.2692 | 0
2042 | 1 | 25 | 14 | 95.4528 | 15.4528 | 32.1646 | 0 | 63.2882 | 0
2042 | 1 | 25 | 15 | 96.4339 | 16.4339 | 32.4952 | 0 | 63.9387 | 0
2042 | 1 | 25 | 16 | 97.0458 | 17.0458 | 32.7014 | 0 | 64.3444 | 0
2042 | 1 | 25 | 17 | 98.9513 | 18.9513 | 33.3435 | 0 | 65.6078 | 0
2042 | 1 | 25 | 18 | 104.7859 | 24.7859 | 35.3096 | 0 | 69.4763 | 0
2042 | 1 | 25 | 19 | 110.7164 | 30.7164 | 37.3079 | 0 | 73.4084 | 0
2042 | 1 | 25 | 20 | 107.4638 | 27.4638 | 36.2119 | 0 | 71.2519 | 0
2042 | 1 | 25 | 21 | 100.5907 | 20.5907 | 33.8959 | 0 | 66.6948 | 0
2042 | 1 | 25 | 22 | 95.344 | 15.344 | 32.1279 | 0 | 63.216 | 0
2042 | 1 | 25 | 23 | 91.3386 | 11.3386 | 30.7783 | 0 | 60.5604 | 0
2042 | 1 | 25 | 24 | 86.7984 | 6.7984 | 29.2483 | 0 | 57.5501 | 0
2042 | 1 | 26 | 1 | 82.5785 | 2.5785 | 27.8263 | 0 | 54.7521 | 0
2042 | 1 | 26 | 2 | 80.8381 | 0.8381 | 27.2399 | 0 | 53.5982 | 0
2042 | 1 | 26 | 3 | 78.5693 | 0 | 26.4754 | 0 | 52.0939 | 0
2042 | 1 | 26 | 4 | 78.1526 | 0 | 26.335 | 0 | 51.8177 | 0
2042 | 1 | 26 | 5 | 78.727 | 0 | 26.5285 | 0 | 52.1985 | 0
2042 | 1 | 26 | 6 | 79.769 | 0 | 26.8797 | 0 | 52.8894 | 0
2042 | 1 | 26 | 7 | 76.6211 | 0 | 25.8189 | 0 | 50.8022 | 0
2042 | 1 | 26 | 8 | 79.9507 | 0 | 26.9409 | 0 | 53.0098 | 0
2042 | 1 | 26 | 9 | 85.505 | 5.505 | 28.8125 | 0 | 56.6925 | 0
2042 | 1 | 26 | 10 | 89.7309 | 9.7309 | 30.2365 | 0 | 59.4944 | 0
2042 | 1 | 26 | 11 | 89.3867 | 9.3867 | 30.1205 | 0 | 59.2662 | 0
2042 | 1 | 26 | 12 | 87.2264 | 7.2264 | 29.3926 | 0 | 57.8339 | 0
2042 | 1 | 26 | 13 | 75.6997 | 0 | 25.5084 | 0 | 50.1913 | 0
2042 | 1 | 26 | 14 | 72.4995 | 0 | 24.4301 | 0 | 48.0694 | 0
2042 | 1 | 26 | 15 | 72.8042 | 0 | 24.5327 | 0 | 48.2715 | 0
2042 | 1 | 26 | 16 | 75.4263 | 0 | 25.4163 | 0 | 50.01 | 0
2042 | 1 | 26 | 17 | 83.8623 | 3.8623 | 28.2589 | 0 | 55.6033 | 0
2042 | 1 | 26 | 18 | 98.4329 | 18.4329 | 33.1688 | 0 | 65.2641 | 0
2042 | 1 | 26 | 19 | 111.383 | 31.383 | 37.5326 | 0 | 73.8504 | 0
2042 | 1 | 26 | 20 | 110.4098 | 30.4098 | 37.2046 | 0 | 73.2052 | 0
2042 | 1 | 26 | 21 | 104.9171 | 24.9171 | 35.3538 | 0 | 69.5633 | 0
2042 | 1 | 26 | 22 | 100.0767 | 20.0767 | 33.7227 | 0 | 66.354 | 0
2042 | 1 | 26 | 23 | 95.2456 | 15.2456 | 32.0948 | 0 | 63.1508 | 0
2042 | 1 | 26 | 24 | 90.6651 | 10.6651 | 30.5513 | 0 | 60.1138 | 0
2042 | 1 | 27 | 1 | 87.178 | 7.178 | 29.3763 | 0 | 57.8018 | 0
2042 | 1 | 27 | 2 | 92.8174 | 12.8174 | 31.2765 | 0 | 61.5408 | 0
2042 | 1 | 27 | 3 | 90.6594 | 10.6594 | 30.5494 | 0 | 60.11 | 0
2042 | 1 | 27 | 4 | 90.2522 | 10.2522 | 30.4122 | 0 | 59.84 | 0
2042 | 1 | 27 | 5 | 90.3778 | 10.3778 | 30.4545 | 0 | 59.9233 | 0
2042 | 1 | 27 | 6 | 91.8816 | 11.8816 | 30.9612 | 0 | 60.9204 | 0
2042 | 1 | 27 | 7 | 95.9851 | 15.9851 | 32.344 | 0 | 63.6412 | 0
2042 | 1 | 27 | 8 | 104.0684 | 24.0684 | 35.0678 | 0 | 69.0006 | 0
2042 | 1 | 27 | 9 | 113.7231 | 33.7231 | 38.3211 | 0 | 75.402 | 0
2042 | 1 | 27 | 10 | 115.9671 | 35.9671 | 39.0773 | 0 | 76.8898 | 0
2042 | 1 | 27 | 11 | 110.7265 | 30.7265 | 37.3114 | 0 | 73.4152 | 0
2042 | 1 | 27 | 12 | 105.5567 | 25.5567 | 35.5693 | 0 | 69.9874 | 0
2042 | 1 | 27 | 13 | 86.4887 | 6.4887 | 29.144 | 0 | 57.3447 | 0
2042 | 1 | 27 | 14 | 82.9568 | 2.9568 | 27.9538 | 0 | 55.003 | 0
2042 | 1 | 27 | 15 | 84.7277 | 4.7277 | 28.5506 | 0 | 56.1771 | 0
2042 | 1 | 27 | 16 | 86.863 | 6.863 | 29.2701 | 0 | 57.5929 | 0
2042 | 1 | 27 | 17 | 93.3647 | 13.3647 | 31.461 | 0 | 61.9038 | 0
2042 | 1 | 27 | 18 | 108.8832 | 28.8832 | 36.6902 | 0 | 72.193 | 0
2042 | 1 | 27 | 19 | 114.8662 | 34.8662 | 38.7063 | 0 | 76.1599 | 0
2042 | 1 | 27 | 20 | 115.6558 | 35.6558 | 38.9724 | 0 | 76.6834 | 0
2042 | 1 | 27 | 21 | 111.2453 | 31.2453 | 37.4862 | 0 | 73.7591 | 0
2042 | 1 | 27 | 22 | 106.7066 | 26.7066 | 35.9568 | 0 | 70.7498 | 0
2042 | 1 | 27 | 23 | 102.1274 | 22.1274 | 34.4137 | 0 | 67.7137 | 0
2042 | 1 | 27 | 24 | 96.2819 | 16.2819 | 32.444 | 0 | 63.8379 | 0
2042 | 1 | 28 | 1 | 92.4562 | 12.4562 | 31.1548 | 0 | 61.3014 | 0
2042 | 1 | 28 | 2 | 80.0528 | 0.052804 | 26.9753 | 0 | 53.0775 | 0
2042 | 1 | 28 | 3 | 76.9231 | 0 | 25.9207 | 0 | 51.0025 | 0
2042 | 1 | 28 | 4 | 75.9866 | 0 | 25.6051 | 0 | 50.3815 | 0
2042 | 1 | 28 | 5 | 76.1844 | 0 | 25.6717 | 0 | 50.5126 | 0
2042 | 1 | 28 | 6 | 77.6967 | 0 | 26.1813 | 0 | 51.5154 | 0
2042 | 1 | 28 | 7 | 75.8424 | 0 | 25.5565 | 0 | 50.2859 | 0
2042 | 1 | 28 | 8 | 82.8637 | 2.8637 | 27.9225 | 0 | 54.9412 | 0
2042 | 1 | 28 | 9 | 92.3177 | 12.3177 | 31.1082 | 0 | 61.2095 | 0
2042 | 1 | 28 | 10 | 94.3938 | 14.3938 | 31.8078 | 0 | 62.5861 | 0
2042 | 1 | 28 | 11 | 90.8148 | 10.8148 | 30.6018 | 0 | 60.2131 | 0
2042 | 1 | 28 | 12 | 88.2937 | 8.2937 | 29.7522 | 0 | 58.5415 | 0
2042 | 1 | 28 | 13 | 88.2496 | 8.2496 | 29.7374 | 0 | 58.5123 | 0
2042 | 1 | 28 | 14 | 85.3231 | 5.3231 | 28.7512 | 0 | 56.5719 | 0
2042 | 1 | 28 | 15 | 87.2444 | 7.2444 | 29.3986 | 0 | 57.8458 | 0
2042 | 1 | 28 | 16 | 86.4579 | 6.4579 | 29.1336 | 0 | 57.3243 | 0
2042 | 1 | 28 | 17 | 88.8778 | 8.8778 | 29.949 | 0 | 58.9288 | 0
2042 | 1 | 28 | 18 | 97.6764 | 17.6764 | 32.9139 | 0 | 64.7625 | 0
2042 | 1 | 28 | 19 | 105.3318 | 25.3318 | 35.4935 | 0 | 69.8383 | 0
2042 | 1 | 28 | 20 | 103.9336 | 23.9336 | 35.0224 | 0 | 68.9113 | 0
2042 | 1 | 28 | 21 | 98.356 | 18.356 | 33.1429 | 0 | 65.2131 | 0
2042 | 1 | 28 | 22 | 93.6191 | 13.6191 | 31.5467 | 0 | 62.0724 | 0
2042 | 1 | 28 | 23 | 88.8358 | 8.8358 | 29.9349 | 0 | 58.9009 | 0
2042 | 1 | 28 | 24 | 82.9262 | 2.9262 | 27.9435 | 0 | 54.9827 | 0
2042 | 1 | 29 | 1 | 81.0583 | 1.0583 | 27.3141 | 0 | 53.7442 | 0
2042 | 1 | 29 | 2 | 81.7794 | 1.7794 | 27.5571 | 0 | 54.2223 | 0
2042 | 1 | 29 | 3 | 80.0575 | 0.057536 | 26.9769 | 0 | 53.0807 | 0
2042 | 1 | 29 | 4 | 80.1296 | 0.1296 | 27.0012 | 0 | 53.1284 | 0
2042 | 1 | 29 | 5 | 80.935 | 0.93499 | 27.2725 | 0 | 53.6624 | 0
2042 | 1 | 29 | 6 | 83.149 | 3.149 | 28.0186 | 0 | 55.1304 | 0
2042 | 1 | 29 | 7 | 82.9164 | 2.9164 | 27.9402 | 0 | 54.9761 | 0
2042 | 1 | 29 | 8 | 91.6541 | 11.6541 | 30.8846 | 0 | 60.7696 | 0
2042 | 1 | 29 | 9 | 102.0179 | 22.0179 | 34.3768 | 0 | 67.6411 | 0
2042 | 1 | 29 | 10 | 103.4205 | 23.4205 | 34.8495 | 0 | 68.571 | 0
2042 | 1 | 29 | 11 | 96.0001 | 16.0001 | 32.349 | 0 | 63.6511 | 0
2042 | 1 | 29 | 12 | 89.3825 | 9.3825 | 30.1191 | 0 | 59.2634 | 0
2042 | 1 | 29 | 13 | 79.1839 | 0 | 26.6825 | 0 | 52.5014 | 0
2042 | 1 | 29 | 14 | 75.8784 | 0 | 25.5686 | 0 | 50.3098 | 0
2042 | 1 | 29 | 15 | 78.3315 | 0 | 26.3952 | 0 | 51.9362 | 0
2042 | 1 | 29 | 16 | 79.401 | 0 | 26.7556 | 0 | 52.6453 | 0
2042 | 1 | 29 | 17 | 86.5316 | 6.5316 | 29.1584 | 0 | 57.3732 | 0
2042 | 1 | 29 | 18 | 103.6372 | 23.6372 | 34.9225 | 0 | 68.7147 | 0
2042 | 1 | 29 | 19 | 115.2915 | 35.2915 | 38.8496 | 0 | 76.4419 | 0
2042 | 1 | 29 | 20 | 116.6079 | 36.6079 | 39.2932 | 0 | 77.3147 | 0
2042 | 1 | 29 | 21 | 112.8488 | 32.8488 | 38.0265 | 0 | 74.8223 | 0
2042 | 1 | 29 | 22 | 108.3404 | 28.3404 | 36.5073 | 0 | 71.8331 | 0
2042 | 1 | 29 | 23 | 103.5569 | 23.5569 | 34.8954 | 0 | 68.6615 | 0
2042 | 1 | 29 | 24 | 97.4707 | 17.4707 | 32.8446 | 0 | 64.6261 | 0
2042 | 1 | 30 | 1 | 94.8334 | 14.8334 | 31.9559 | 0 | 62.8775 | 0
2042 | 1 | 30 | 2 | 89.7923 | 9.7923 | 30.2572 | 0 | 59.5351 | 0
2042 | 1 | 30 | 3 | 87.0431 | 7.0431 | 29.3308 | 0 | 57.7123 | 0
2042 | 1 | 30 | 4 | 86.7848 | 6.7848 | 29.2437 | 0 | 57.541 | 0
2042 | 1 | 30 | 5 | 87.3559 | 7.3559 | 29.4362 | 0 | 57.9197 | 0
2042 | 1 | 30 | 6 | 89.492 | 9.492 | 30.156 | 0 | 59.336 | 0
2042 | 1 | 30 | 7 | 90.2638 | 10.2638 | 30.4161 | 0 | 59.8478 | 0
2042 | 1 | 30 | 8 | 98.3594 | 18.3594 | 33.144 | 0 | 65.2154 | 0
2042 | 1 | 30 | 9 | 107.3832 | 27.3832 | 36.1848 | 0 | 71.1984 | 0
2042 | 1 | 30 | 10 | 105.897 | 25.897 | 35.684 | 0 | 70.2131 | 0
2042 | 1 | 30 | 11 | 96.2708 | 16.2708 | 32.4402 | 0 | 63.8306 | 0
2042 | 1 | 30 | 12 | 88.226 | 8.226 | 29.7294 | 0 | 58.4966 | 0
2042 | 1 | 30 | 13 | 83.501 | 3.501 | 28.1372 | 0 | 55.3638 | 0
2042 | 1 | 30 | 14 | 77.8353 | 0 | 26.228 | 0 | 51.6072 | 0
2042 | 1 | 30 | 15 | 78.723 | 0 | 26.5272 | 0 | 52.1958 | 0
2042 | 1 | 30 | 16 | 80.9915 | 0.99146 | 27.2916 | 0 | 53.6999 | 0
2042 | 1 | 30 | 17 | 87.7604 | 7.7604 | 29.5725 | 0 | 58.1879 | 0
2042 | 1 | 30 | 18 | 105.5292 | 25.5292 | 35.56 | 0 | 69.9691 | 0
2042 | 1 | 30 | 19 | 122.6938 | 42.6938 | 41.344 | 1.344 | 81.3499 | 0
2042 | 1 | 30 | 20 | 124.8367 | 44.8367 | 42.0661 | 2.0661 | 82.7707 | 0
2042 | 1 | 30 | 21 | 121.4674 | 41.4674 | 40.9307 | 0.93069 | 80.5367 | 0
2042 | 1 | 30 | 22 | 117.0824 | 37.0824 | 39.4531 | 0 | 77.6293 | 0
2042 | 1 | 30 | 23 | 112.3511 | 32.3511 | 37.8588 | 0 | 74.4923 | 0
2042 | 1 | 30 | 24 | 105.8437 | 25.8437 | 35.666 | 0 | 70.1777 | 0
2042 | 1 | 31 | 1 | 92.7192 | 12.7192 | 31.2435 | 0 | 61.4758 | 0
2042 | 1 | 31 | 2 | 96.2609 | 16.2609 | 32.4369 | 0 | 63.824 | 0
2042 | 1 | 31 | 3 | 93 | 13 | 31.3381 | 0 | 61.6619 | 0
2042 | 1 | 31 | 4 | 91.8956 | 11.8956 | 30.9659 | 0 | 60.9297 | 0
2042 | 1 | 31 | 5 | 91.3817 | 11.3817 | 30.7928 | 0 | 60.5889 | 0
2042 | 1 | 31 | 6 | 92.1957 | 12.1957 | 31.0671 | 0 | 61.1286 | 0
2042 | 1 | 31 | 7 | 99.2842 | 19.2842 | 33.4557 | 0 | 65.8286 | 0
2042 | 1 | 31 | 8 | 106.2257 | 26.2257 | 35.7947 | 0 | 70.431 | 0
2042 | 1 | 31 | 9 | 116.2191 | 36.2191 | 39.1622 | 0 | 77.0569 | 0
2042 | 1 | 31 | 10 | 118.7187 | 38.7187 | 40.0045 | 0.0044693 | 78.7142 | 0
2042 | 1 | 31 | 11 | 114.156 | 34.156 | 38.467 | 0 | 75.689 | 0
2042 | 1 | 31 | 12 | 109.409 | 29.409 | 36.8674 | 0 | 72.5416 | 0
2042 | 1 | 31 | 13 | 94.533 | 14.533 | 31.8547 | 0 | 62.6784 | 0
2042 | 1 | 31 | 14 | 91.1251 | 11.1251 | 30.7063 | 0 | 60.4188 | 0
2042 | 1 | 31 | 15 | 92.0466 | 12.0466 | 31.0168 | 0 | 61.0298 | 0
2042 | 1 | 31 | 16 | 91.6655 | 11.6655 | 30.8884 | 0 | 60.7771 | 0
2042 | 1 | 31 | 17 | 94.845 | 14.845 | 31.9598 | 0 | 62.8852 | 0
2042 | 1 | 31 | 18 | 106.4664 | 26.4664 | 35.8758 | 0 | 70.5906 | 0
2042 | 1 | 31 | 19 | 120.6326 | 40.6326 | 40.6494 | 0.6494 | 79.9832 | 0
2042 | 1 | 31 | 20 | 120.183 | 40.183 | 40.4979 | 0.49791 | 79.6851 | 0
2042 | 1 | 31 | 21 | 114.5177 | 34.5177 | 38.5889 | 0 | 75.9289 | 0
2042 | 1 | 31 | 22 | 110.4108 | 30.4108 | 37.205 | 0 | 73.2058 | 0
2042 | 1 | 31 | 23 | 106.3342 | 26.3342 | 35.8313 | 0 | 70.5029 | 0
2042 | 1 | 31 | 24 | 99.8946 | 19.8946 | 33.6613 | 0 | 66.2332 | 0
2042 | 2 | 1 | 1 | 86.1825 | 6.1825 | 29.0408 | 0 | 57.1417 | 0
2042 | 2 | 1 | 2 | 86.884 | 6.884 | 29.2772 | 0 | 57.6068 | 0
2042 | 2 | 1 | 3 | 84.2488 | 4.2488 | 28.3892 | 0 | 55.8596 | 0
2042 | 2 | 1 | 4 | 82.6784 | 2.6784 | 27.86 | 0 | 54.8184 | 0
2042 | 2 | 1 | 5 | 82.2209 | 2.2209 | 27.7059 | 0 | 54.5151 | 0
2042 | 2 | 1 | 6 | 83.5378 | 3.5378 | 28.1496 | 0 | 55.3882 | 0
2042 | 2 | 1 | 7 | 87.5443 | 7.5443 | 29.4997 | 0 | 58.0446 | 0
2042 | 2 | 1 | 8 | 90.8966 | 10.8966 | 30.6293 | 0 | 60.2673 | 0
2042 | 2 | 1 | 9 | 94.8925 | 14.8925 | 31.9758 | 0 | 62.9167 | 0
2042 | 2 | 1 | 10 | 98.3309 | 18.3309 | 33.1344 | 0 | 65.1965 | 0
2042 | 2 | 1 | 11 | 99.7116 | 19.7116 | 33.5997 | 0 | 66.112 | 0
2042 | 2 | 1 | 12 | 97.1877 | 17.1877 | 32.7492 | 0 | 64.4385 | 0
2042 | 2 | 1 | 13 | 98.9556 | 18.9556 | 33.3449 | 0 | 65.6107 | 0
2042 | 2 | 1 | 14 | 94.4417 | 14.4417 | 31.8239 | 0 | 62.6178 | 0
2042 | 2 | 1 | 15 | 92.4671 | 12.4671 | 31.1585 | 0 | 61.3086 | 0
2042 | 2 | 1 | 16 | 94.0846 | 14.0846 | 31.7036 | 0 | 62.3811 | 0
2042 | 2 | 1 | 17 | 99.4389 | 19.4389 | 33.5078 | 0 | 65.9311 | 0
2042 | 2 | 1 | 18 | 105.2796 | 25.2796 | 35.4759 | 0 | 69.8037 | 0
2042 | 2 | 1 | 19 | 101.8782 | 21.8782 | 34.3297 | 0 | 67.5484 | 0
2042 | 2 | 1 | 20 | 102.2843 | 22.2843 | 34.4666 | 0 | 67.8177 | 0
2042 | 2 | 1 | 21 | 96.0204 | 16.0204 | 32.3559 | 0 | 63.6645 | 0
2042 | 2 | 1 | 22 | 90.606 | 10.606 | 30.5314 | 0 | 60.0746 | 0
2042 | 2 | 1 | 23 | 86.9126 | 6.9126 | 29.2868 | 0 | 57.6258 | 0
2042 | 2 | 1 | 24 | 83.8425 | 3.8425 | 28.2523 | 0 | 55.5902 | 0
2042 | 2 | 2 | 1 | 78.094 | 0 | 26.3152 | 0 | 51.7788 | 0
2042 | 2 | 2 | 2 | 69.9649 | 0 | 23.576 | 0 | 46.3889 | 0
2042 | 2 | 2 | 3 | 67.7592 | 0 | 22.8327 | 0 | 44.9265 | 0
2042 | 2 | 2 | 4 | 66.4861 | 0 | 22.4037 | 0 | 44.0823 | 0
2042 | 2 | 2 | 5 | 66.3321 | 0 | 22.3518 | 0 | 43.9803 | 0
2042 | 2 | 2 | 6 | 68.3999 | 0 | 23.0486 | 0 | 45.3513 | 0
2042 | 2 | 2 | 7 | 68.4059 | 0 | 23.0506 | 0 | 45.3553 | 0
2042 | 2 | 2 | 8 | 71.3113 | 0 | 24.0297 | 0 | 47.2817 | 0
2042 | 2 | 2 | 9 | 75.6724 | 0 | 25.4992 | 0 | 50.1732 | 0
2042 | 2 | 2 | 10 | 78.5275 | 0 | 26.4613 | 0 | 52.0662 | 0
2042 | 2 | 2 | 11 | 78.6242 | 0 | 26.4939 | 0 | 52.1303 | 0
2042 | 2 | 2 | 12 | 76.1541 | 0 | 25.6616 | 0 | 50.4926 | 0
2042 | 2 | 2 | 13 | 75.687 | 0 | 25.5041 | 0 | 50.1828 | 0
2042 | 2 | 2 | 14 | 72.8229 | 0 | 24.539 | 0 | 48.2839 | 0
2042 | 2 | 2 | 15 | 72.8184 | 0 | 24.5375 | 0 | 48.2809 | 0
2042 | 2 | 2 | 16 | 74.9992 | 0 | 25.2724 | 0 | 49.7268 | 0
2042 | 2 | 2 | 17 | 80.874 | 0.87403 | 27.252 | 0 | 53.622 | 0
2042 | 2 | 2 | 18 | 88.2285 | 8.2285 | 29.7302 | 0 | 58.4982 | 0
2042 | 2 | 2 | 19 | 90.2184 | 10.2184 | 30.4008 | 0 | 59.8176 | 0
2042 | 2 | 2 | 20 | 87.8073 | 7.8073 | 29.5883 | 0 | 58.219 | 0
2042 | 2 | 2 | 21 | 81.715 | 1.715 | 27.5354 | 0 | 54.1796 | 0
2042 | 2 | 2 | 22 | 77.2311 | 0 | 26.0244 | 0 | 51.2066 | 0
2042 | 2 | 2 | 23 | 73.119 | 0 | 24.6388 | 0 | 48.4802 | 0
2042 | 2 | 2 | 24 | 70.0852 | 0 | 23.6165 | 0 | 46.4687 | 0
2042 | 2 | 3 | 1 | 71.7728 | 0 | 24.1852 | 0 | 47.5876 | 0
2042 | 2 | 3 | 2 | 66.8581 | 0 | 22.5291 | 0 | 44.329 | 0
2042 | 2 | 3 | 3 | 64.8178 | 0 | 21.8416 | 0 | 42.9763 | 0
2042 | 2 | 3 | 4 | 64.2465 | 0 | 21.6491 | 0 | 42.5975 | 0
2042 | 2 | 3 | 5 | 64.2328 | 0 | 21.6444 | 0 | 42.5883 | 0
2042 | 2 | 3 | 6 | 66.1038 | 0 | 22.2749 | 0 | 43.8289 | 0
2042 | 2 | 3 | 7 | 74.8086 | 0 | 25.2082 | 0 | 49.6005 | 0
2042 | 2 | 3 | 8 | 83.3837 | 3.3837 | 28.0977 | 0 | 55.286 | 0
2042 | 2 | 3 | 9 | 92.4336 | 12.4336 | 31.1472 | 0 | 61.2864 | 0
2042 | 2 | 3 | 10 | 94.9807 | 14.9807 | 32.0055 | 0 | 62.9752 | 0
2042 | 2 | 3 | 11 | 91.7948 | 11.7948 | 30.932 | 0 | 60.8628 | 0
2042 | 2 | 3 | 12 | 86.8219 | 6.8219 | 29.2562 | 0 | 57.5656 | 0
2042 | 2 | 3 | 13 | 88.6252 | 8.6252 | 29.8639 | 0 | 58.7613 | 0
2042 | 2 | 3 | 14 | 86.926 | 6.926 | 29.2913 | 0 | 57.6347 | 0
2042 | 2 | 3 | 15 | 88.0115 | 8.0115 | 29.6571 | 0 | 58.3544 | 0
2042 | 2 | 3 | 16 | 89.3223 | 9.3223 | 30.0988 | 0 | 59.2235 | 0
2042 | 2 | 3 | 17 | 92.4109 | 12.4109 | 31.1396 | 0 | 61.2713 | 0
2042 | 2 | 3 | 18 | 98.6391 | 18.6391 | 33.2383 | 0 | 65.4008 | 0
2042 | 2 | 3 | 19 | 104.0162 | 24.0162 | 35.0502 | 0 | 68.966 | 0
2042 | 2 | 3 | 20 | 102.9522 | 22.9522 | 34.6917 | 0 | 68.2606 | 0
2042 | 2 | 3 | 21 | 96.5615 | 16.5615 | 32.5382 | 0 | 64.0233 | 0
2042 | 2 | 3 | 22 | 91.6622 | 11.6622 | 30.8873 | 0 | 60.7749 | 0
2042 | 2 | 3 | 23 | 86.8856 | 6.8856 | 29.2777 | 0 | 57.6079 | 0
2042 | 2 | 3 | 24 | 81.5678 | 1.5678 | 27.4858 | 0 | 54.082 | 0
2042 | 2 | 4 | 1 | 72.0466 | 0 | 24.2774 | 0 | 47.7691 | 0
2042 | 2 | 4 | 2 | 70.2998 | 0 | 23.6888 | 0 | 46.611 | 0
2042 | 2 | 4 | 3 | 69.1028 | 0 | 23.2855 | 0 | 45.8173 | 0
2042 | 2 | 4 | 4 | 69.2437 | 0 | 23.3329 | 0 | 45.9107 | 0
2042 | 2 | 4 | 5 | 69.6419 | 0 | 23.4671 | 0 | 46.1748 | 0
2042 | 2 | 4 | 6 | 72.0077 | 0 | 24.2643 | 0 | 47.7434 | 0
2042 | 2 | 4 | 7 | 72.8811 | 0 | 24.5586 | 0 | 48.3225 | 0
2042 | 2 | 4 | 8 | 81.9575 | 1.9575 | 27.6171 | 0 | 54.3404 | 0
2042 | 2 | 4 | 9 | 92.3618 | 12.3618 | 31.123 | 0 | 61.2388 | 0
2042 | 2 | 4 | 10 | 96.7944 | 16.7944 | 32.6167 | 0 | 64.1777 | 0
2042 | 2 | 4 | 11 | 94.8711 | 14.8711 | 31.9686 | 0 | 62.9025 | 0
2042 | 2 | 4 | 12 | 90.6058 | 10.6058 | 30.5313 | 0 | 60.0745 | 0
2042 | 2 | 4 | 13 | 87.4183 | 7.4183 | 29.4572 | 0 | 57.9611 | 0
2042 | 2 | 4 | 14 | 84.9034 | 4.9034 | 28.6098 | 0 | 56.2936 | 0
2042 | 2 | 4 | 15 | 87.551 | 7.551 | 29.5019 | 0 | 58.0491 | 0
2042 | 2 | 4 | 16 | 88.3197 | 8.3197 | 29.761 | 0 | 58.5588 | 0
2042 | 2 | 4 | 17 | 92.1012 | 12.1012 | 31.0352 | 0 | 61.066 | 0
2042 | 2 | 4 | 18 | 99.2086 | 19.2086 | 33.4302 | 0 | 65.7784 | 0
2042 | 2 | 4 | 19 | 102.194 | 22.194 | 34.4362 | 0 | 67.7578 | 0
2042 | 2 | 4 | 20 | 101.2846 | 21.2846 | 34.1297 | 0 | 67.1548 | 0
2042 | 2 | 4 | 21 | 95.4988 | 15.4988 | 32.1801 | 0 | 63.3187 | 0
2042 | 2 | 4 | 22 | 90.6743 | 10.6743 | 30.5544 | 0 | 60.1199 | 0
2042 | 2 | 4 | 23 | 85.6686 | 5.6686 | 28.8676 | 0 | 56.801 | 0
2042 | 2 | 4 | 24 | 80.4775 | 0.47746 | 27.1184 | 0 | 53.3591 | 0
2042 | 2 | 5 | 1 | 83.3157 | 3.3157 | 28.0748 | 0 | 55.2409 | 0
2042 | 2 | 5 | 2 | 74.0369 | 0 | 24.9481 | 0 | 49.0888 | 0
2042 | 2 | 5 | 3 | 72.0125 | 0 | 24.2659 | 0 | 47.7465 | 0
2042 | 2 | 5 | 4 | 71.85 | 0 | 24.2112 | 0 | 47.6388 | 0
2042 | 2 | 5 | 5 | 72.6064 | 0 | 24.4661 | 0 | 48.1403 | 0
2042 | 2 | 5 | 6 | 74.9234 | 0 | 25.2468 | 0 | 49.6766 | 0
2042 | 2 | 5 | 7 | 77.986 | 0 | 26.2788 | 0 | 51.7072 | 0
2042 | 2 | 5 | 8 | 86.9324 | 6.9324 | 29.2935 | 0 | 57.6389 | 0
2042 | 2 | 5 | 9 | 96.695 | 16.695 | 32.5832 | 0 | 64.1118 | 0
2042 | 2 | 5 | 10 | 99.4738 | 19.4738 | 33.5196 | 0 | 65.9543 | 0
2042 | 2 | 5 | 11 | 96.0308 | 16.0308 | 32.3594 | 0 | 63.6715 | 0
2042 | 2 | 5 | 12 | 90.0626 | 10.0626 | 30.3483 | 0 | 59.7143 | 0
2042 | 2 | 5 | 13 | 93.8751 | 13.8751 | 31.633 | 0 | 62.2421 | 0
2042 | 2 | 5 | 14 | 89.5829 | 9.5829 | 30.1866 | 0 | 59.3963 | 0
2042 | 2 | 5 | 15 | 90.5369 | 10.5369 | 30.5081 | 0 | 60.0288 | 0
2042 | 2 | 5 | 16 | 91.3111 | 11.3111 | 30.769 | 0 | 60.5422 | 0
2042 | 2 | 5 | 17 | 95.8187 | 15.8187 | 32.2879 | 0 | 63.5308 | 0
2042 | 2 | 5 | 18 | 105.6984 | 25.6984 | 35.617 | 0 | 70.0814 | 0
2042 | 2 | 5 | 19 | 116.3642 | 36.3642 | 39.2111 | 0 | 77.1531 | 0
2042 | 2 | 5 | 20 | 117.4487 | 37.4487 | 39.5765 | 0 | 77.8722 | 0
2042 | 2 | 5 | 21 | 112.6822 | 32.6822 | 37.9704 | 0 | 74.7118 | 0
2042 | 2 | 5 | 22 | 108.1966 | 28.1966 | 36.4589 | 0 | 71.7377 | 0
2042 | 2 | 5 | 23 | 103.0806 | 23.0806 | 34.7349 | 0 | 68.3456 | 0
2042 | 2 | 5 | 24 | 97.1344 | 17.1344 | 32.7312 | 0 | 64.4031 | 0
2042 | 2 | 6 | 1 | 85.0075 | 5.0075 | 28.6449 | 0 | 56.3627 | 0
2042 | 2 | 6 | 2 | 86.4432 | 6.4432 | 29.1286 | 0 | 57.3145 | 0
2042 | 2 | 6 | 3 | 84.597 | 4.597 | 28.5065 | 0 | 56.0905 | 0
2042 | 2 | 6 | 4 | 84.4579 | 4.4579 | 28.4597 | 0 | 55.9982 | 0
2042 | 2 | 6 | 5 | 84.1263 | 4.1263 | 28.3479 | 0 | 55.7784 | 0
2042 | 2 | 6 | 6 | 85.6454 | 5.6454 | 28.8598 | 0 | 56.7856 | 0
2042 | 2 | 6 | 7 | 90.3835 | 10.3835 | 30.4564 | 0 | 59.9271 | 0
2042 | 2 | 6 | 8 | 99.5815 | 19.5815 | 33.5558 | 0 | 66.0256 | 0
2042 | 2 | 6 | 9 | 108.6262 | 28.6262 | 36.6036 | 0 | 72.0226 | 0
2042 | 2 | 6 | 10 | 107.5115 | 27.5115 | 36.228 | 0 | 71.2835 | 0
2042 | 2 | 6 | 11 | 99.3831 | 19.3831 | 33.489 | 0 | 65.8941 | 0
2042 | 2 | 6 | 12 | 89.8 | 9.8 | 30.2598 | 0 | 59.5402 | 0
2042 | 2 | 6 | 13 | 81.8624 | 1.8624 | 27.5851 | 0 | 54.2774 | 0
2042 | 2 | 6 | 14 | 76.4831 | 0 | 25.7724 | 0 | 50.7107 | 0
2042 | 2 | 6 | 15 | 76.8135 | 0 | 25.8837 | 0 | 50.9298 | 0
2042 | 2 | 6 | 16 | 78.8773 | 0 | 26.5792 | 0 | 52.2981 | 0
2042 | 2 | 6 | 17 | 86.9266 | 6.9266 | 29.2915 | 0 | 57.6351 | 0
2042 | 2 | 6 | 18 | 102.6788 | 22.6788 | 34.5995 | 0 | 68.0793 | 0
2042 | 2 | 6 | 19 | 114.7779 | 34.7779 | 38.6766 | 0 | 76.1014 | 0
2042 | 2 | 6 | 20 | 117.2704 | 37.2704 | 39.5164 | 0 | 77.754 | 0
2042 | 2 | 6 | 21 | 112.6584 | 32.6584 | 37.9623 | 0 | 74.696 | 0
2042 | 2 | 6 | 22 | 108.1201 | 28.1201 | 36.4331 | 0 | 71.6871 | 0
2042 | 2 | 6 | 23 | 102.9529 | 22.9529 | 34.6919 | 0 | 68.261 | 0
2042 | 2 | 6 | 24 | 97.2188 | 17.2188 | 32.7597 | 0 | 64.4591 | 0
2042 | 2 | 7 | 1 | 86.9745 | 6.9745 | 29.3077 | 0 | 57.6668 | 0
2042 | 2 | 7 | 2 | 81.503 | 1.503 | 27.4639 | 0 | 54.039 | 0
2042 | 2 | 7 | 3 | 78.9486 | 0 | 26.6032 | 0 | 52.3454 | 0
2042 | 2 | 7 | 4 | 78.2207 | 0 | 26.3579 | 0 | 51.8628 | 0
2042 | 2 | 7 | 5 | 77.7059 | 0 | 26.1844 | 0 | 51.5214 | 0
2042 | 2 | 7 | 6 | 79.2342 | 0 | 26.6994 | 0 | 52.5347 | 0
2042 | 2 | 7 | 7 | 78.8746 | 0 | 26.5783 | 0 | 52.2963 | 0
2042 | 2 | 7 | 8 | 86.4676 | 6.4676 | 29.1368 | 0 | 57.3307 | 0
2042 | 2 | 7 | 9 | 94.9066 | 14.9066 | 31.9806 | 0 | 62.9261 | 0
2042 | 2 | 7 | 10 | 95.1439 | 15.1439 | 32.0605 | 0 | 63.0834 | 0
2042 | 2 | 7 | 11 | 89.6941 | 9.6941 | 30.2241 | 0 | 59.47 | 0
2042 | 2 | 7 | 12 | 83.8357 | 3.8357 | 28.25 | 0 | 55.5857 | 0
2042 | 2 | 7 | 13 | 66.2019 | 0 | 22.308 | 0 | 43.8939 | 0
2042 | 2 | 7 | 14 | 61.6077 | 0 | 20.7599 | 0 | 40.8478 | 0
2042 | 2 | 7 | 15 | 62.6163 | 0 | 21.0997 | 0 | 41.5165 | 0
2042 | 2 | 7 | 16 | 64.0398 | 0 | 21.5794 | 0 | 42.4604 | 0
2042 | 2 | 7 | 17 | 70.8218 | 0 | 23.8647 | 0 | 46.9571 | 0
2042 | 2 | 7 | 18 | 83.9974 | 3.9974 | 28.3045 | 0 | 55.6929 | 0
2042 | 2 | 7 | 19 | 94.7954 | 14.7954 | 31.9431 | 0 | 62.8523 | 0
2042 | 2 | 7 | 20 | 96.1248 | 16.1248 | 32.391 | 0 | 63.7337 | 0
2042 | 2 | 7 | 21 | 90.7697 | 10.7697 | 30.5865 | 0 | 60.1832 | 0
2042 | 2 | 7 | 22 | 87.0925 | 7.0925 | 29.3474 | 0 | 57.745 | 0
2042 | 2 | 7 | 23 | 83.4883 | 3.4883 | 28.1329 | 0 | 55.3553 | 0
2042 | 2 | 7 | 24 | 78.9703 | 0 | 26.6105 | 0 | 52.3598 | 0
2042 | 2 | 8 | 1 | 76.9024 | 0 | 25.9137 | 0 | 50.9887 | 0
2042 | 2 | 8 | 2 | 73.1777 | 0 | 24.6586 | 0 | 48.5191 | 0
2042 | 2 | 8 | 3 | 70.2851 | 0 | 23.6839 | 0 | 46.6012 | 0
2042 | 2 | 8 | 4 | 68.833 | 0 | 23.1946 | 0 | 45.6385 | 0
2042 | 2 | 8 | 5 | 68.6783 | 0 | 23.1424 | 0 | 45.5359 | 0
2042 | 2 | 8 | 6 | 70.4025 | 0 | 23.7234 | 0 | 46.6791 | 0
2042 | 2 | 8 | 7 | 72.2101 | 0 | 24.3325 | 0 | 47.8775 | 0
2042 | 2 | 8 | 8 | 75.6148 | 0 | 25.4798 | 0 | 50.135 | 0
2042 | 2 | 8 | 9 | 79.9557 | 0 | 26.9425 | 0 | 53.0131 | 0
2042 | 2 | 8 | 10 | 81.2971 | 1.2971 | 27.3946 | 0 | 53.9025 | 0
2042 | 2 | 8 | 11 | 79.8228 | 0 | 26.8978 | 0 | 52.925 | 0
2042 | 2 | 8 | 12 | 75.9812 | 0 | 25.6033 | 0 | 50.3779 | 0
2042 | 2 | 8 | 13 | 76.0448 | 0 | 25.6247 | 0 | 50.4201 | 0
2042 | 2 | 8 | 14 | 71.351 | 0 | 24.043 | 0 | 47.3079 | 0
2042 | 2 | 8 | 15 | 70.2258 | 0 | 23.6639 | 0 | 46.5619 | 0
2042 | 2 | 8 | 16 | 71.4712 | 0 | 24.0836 | 0 | 47.3877 | 0
2042 | 2 | 8 | 17 | 77.9054 | 0 | 26.2517 | 0 | 51.6537 | 0
2042 | 2 | 8 | 18 | 86.5953 | 6.5953 | 29.1799 | 0 | 57.4154 | 0
2042 | 2 | 8 | 19 | 96.4618 | 16.4618 | 32.5046 | 0 | 63.9572 | 0
2042 | 2 | 8 | 20 | 95.4892 | 15.4892 | 32.1769 | 0 | 63.3123 | 0
2042 | 2 | 8 | 21 | 88.8308 | 8.8308 | 29.9332 | 0 | 58.8976 | 0
2042 | 2 | 8 | 22 | 83.4905 | 3.4905 | 28.1337 | 0 | 55.3568 | 0
2042 | 2 | 8 | 23 | 80.049 | 0.049016 | 26.974 | 0 | 53.075 | 0
2042 | 2 | 8 | 24 | 76.7127 | 0 | 25.8498 | 0 | 50.8629 | 0
2042 | 2 | 9 | 1 | 71.1182 | 0 | 23.9646 | 0 | 47.1536 | 0
2042 | 2 | 9 | 2 | 74.0058 | 0 | 24.9376 | 0 | 49.0682 | 0
2042 | 2 | 9 | 3 | 72.1392 | 0 | 24.3086 | 0 | 47.8305 | 0
2042 | 2 | 9 | 4 | 71.5068 | 0 | 24.0956 | 0 | 47.4113 | 0
2042 | 2 | 9 | 5 | 71.4137 | 0 | 24.0642 | 0 | 47.3495 | 0
2042 | 2 | 9 | 6 | 73.0528 | 0 | 24.6165 | 0 | 48.4363 | 0
2042 | 2 | 9 | 7 | 72.4267 | 0 | 24.4055 | 0 | 48.0212 | 0
2042 | 2 | 9 | 8 | 76.1437 | 0 | 25.658 | 0 | 50.4856 | 0
2042 | 2 | 9 | 9 | 81.7632 | 1.7632 | 27.5516 | 0 | 54.2115 | 0
2042 | 2 | 9 | 10 | 86.2943 | 6.2943 | 29.0785 | 0 | 57.2159 | 0
2042 | 2 | 9 | 11 | 87.3266 | 7.3266 | 29.4263 | 0 | 57.9003 | 0
2042 | 2 | 9 | 12 | 85.4574 | 5.4574 | 28.7965 | 0 | 56.6609 | 0
2042 | 2 | 9 | 13 | 80.0603 | 0.060275 | 26.9778 | 0 | 53.0825 | 0
2042 | 2 | 9 | 14 | 77.0955 | 0 | 25.9787 | 0 | 51.1167 | 0
2042 | 2 | 9 | 15 | 77.0121 | 0 | 25.9507 | 0 | 51.0614 | 0
2042 | 2 | 9 | 16 | 79.0715 | 0 | 26.6446 | 0 | 52.4269 | 0
2042 | 2 | 9 | 17 | 85.1476 | 5.1476 | 28.6921 | 0 | 56.4556 | 0
2042 | 2 | 9 | 18 | 93.8208 | 13.8208 | 31.6147 | 0 | 62.2061 | 0
2042 | 2 | 9 | 19 | 98.8789 | 18.8789 | 33.3191 | 0 | 65.5598 | 0
2042 | 2 | 9 | 20 | 99.1249 | 19.1249 | 33.402 | 0 | 65.7229 | 0
2042 | 2 | 9 | 21 | 94.3458 | 14.3458 | 31.7916 | 0 | 62.5542 | 0
2042 | 2 | 9 | 22 | 90.166 | 10.166 | 30.3831 | 0 | 59.7829 | 0
2042 | 2 | 9 | 23 | 85.7586 | 5.7586 | 28.898 | 0 | 56.8607 | 0
2042 | 2 | 9 | 24 | 81.8096 | 1.8096 | 27.5673 | 0 | 54.2424 | 0
2042 | 2 | 10 | 1 | 78.9287 | 0 | 26.5965 | 0 | 52.3322 | 0
2042 | 2 | 10 | 2 | 71.8677 | 0 | 24.2172 | 0 | 47.6506 | 0
2042 | 2 | 10 | 3 | 69.8117 | 0 | 23.5244 | 0 | 46.2874 | 0
2042 | 2 | 10 | 4 | 69.385 | 0 | 23.3806 | 0 | 46.0045 | 0
2042 | 2 | 10 | 5 | 69.6411 | 0 | 23.4669 | 0 | 46.1743 | 0
2042 | 2 | 10 | 6 | 71.4775 | 0 | 24.0857 | 0 | 47.3918 | 0
2042 | 2 | 10 | 7 | 68.2598 | 0 | 23.0014 | 0 | 45.2584 | 0
2042 | 2 | 10 | 8 | 76.211 | 0 | 25.6807 | 0 | 50.5303 | 0
2042 | 2 | 10 | 9 | 83.1251 | 3.1251 | 28.0105 | 0 | 55.1145 | 0
2042 | 2 | 10 | 10 | 81.1005 | 1.1005 | 27.3283 | 0 | 53.7722 | 0
2042 | 2 | 10 | 11 | 74.3924 | 0 | 25.0679 | 0 | 49.3245 | 0
2042 | 2 | 10 | 12 | 68.0472 | 0 | 22.9298 | 0 | 45.1174 | 0
2042 | 2 | 10 | 13 | 60.4649 | 0 | 20.3748 | 0 | 40.0901 | 0
2042 | 2 | 10 | 14 | 57.0972 | 0 | 19.24 | 0 | 37.8573 | 0
2042 | 2 | 10 | 15 | 58.3788 | 0 | 19.6718 | 0 | 38.707 | 0
2042 | 2 | 10 | 16 | 60.6766 | 0 | 20.4461 | 0 | 40.2305 | 0
2042 | 2 | 10 | 17 | 67.5281 | 0 | 22.7548 | 0 | 44.7732 | 0
2042 | 2 | 10 | 18 | 80.007 | 0.0069514 | 26.9598 | 0 | 53.0471 | 0
2042 | 2 | 10 | 19 | 91.7371 | 11.7371 | 30.9125 | 0 | 60.8246 | 0
2042 | 2 | 10 | 20 | 92.8924 | 12.8924 | 31.3018 | 0 | 61.5906 | 0
2042 | 2 | 10 | 21 | 87.7314 | 7.7314 | 29.5627 | 0 | 58.1687 | 0
2042 | 2 | 10 | 22 | 83.4002 | 3.4002 | 28.1033 | 0 | 55.297 | 0
2042 | 2 | 10 | 23 | 79.0368 | 0 | 26.6329 | 0 | 52.4039 | 0
2042 | 2 | 10 | 24 | 74.029 | 0 | 24.9454 | 0 | 49.0835 | 0
2042 | 2 | 11 | 1 | 70.2702 | 0 | 23.6788 | 0 | 46.5913 | 0
2042 | 2 | 11 | 2 | 65.6865 | 0 | 22.1343 | 0 | 43.5522 | 0
2042 | 2 | 11 | 3 | 63.9431 | 0 | 21.5468 | 0 | 42.3963 | 0
2042 | 2 | 11 | 4 | 63.7077 | 0 | 21.4675 | 0 | 42.2402 | 0
2042 | 2 | 11 | 5 | 63.894 | 0 | 21.5303 | 0 | 42.3637 | 0
2042 | 2 | 11 | 6 | 65.7428 | 0 | 22.1533 | 0 | 43.5896 | 0
2042 | 2 | 11 | 7 | 66.078 | 0 | 22.2662 | 0 | 43.8118 | 0
2042 | 2 | 11 | 8 | 74.4596 | 0 | 25.0905 | 0 | 49.369 | 0
2042 | 2 | 11 | 9 | 83.6075 | 3.6075 | 28.1731 | 0 | 55.4344 | 0
2042 | 2 | 11 | 10 | 85.5709 | 5.5709 | 28.8347 | 0 | 56.7362 | 0
2042 | 2 | 11 | 11 | 82.4007 | 2.4007 | 27.7665 | 0 | 54.6343 | 0
2042 | 2 | 11 | 12 | 78.3512 | 0 | 26.4019 | 0 | 51.9493 | 0
2042 | 2 | 11 | 13 | 66.4477 | 0 | 22.3908 | 0 | 44.0569 | 0
2042 | 2 | 11 | 14 | 63.7741 | 0 | 21.4899 | 0 | 42.2843 | 0
2042 | 2 | 11 | 15 | 66.2939 | 0 | 22.339 | 0 | 43.955 | 0
2042 | 2 | 11 | 16 | 67.7612 | 0 | 22.8334 | 0 | 44.9278 | 0
2042 | 2 | 11 | 17 | 74.0504 | 0 | 24.9527 | 0 | 49.0978 | 0
2042 | 2 | 11 | 18 | 85.1566 | 5.1566 | 28.6951 | 0 | 56.4615 | 0
2042 | 2 | 11 | 19 | 97.2319 | 17.2319 | 32.7641 | 0 | 64.4678 | 0
2042 | 2 | 11 | 20 | 98.1009 | 18.1009 | 33.0569 | 0 | 65.044 | 0
2042 | 2 | 11 | 21 | 92.8619 | 12.8619 | 31.2915 | 0 | 61.5703 | 0
2042 | 2 | 11 | 22 | 88.2668 | 8.2668 | 29.7431 | 0 | 58.5236 | 0
2042 | 2 | 11 | 23 | 83.3478 | 3.3478 | 28.0856 | 0 | 55.2622 | 0
2042 | 2 | 11 | 24 | 77.7438 | 0 | 26.1972 | 0 | 51.5466 | 0
2042 | 2 | 12 | 1 | 74.1531 | 0 | 24.9873 | 0 | 49.1659 | 0
2042 | 2 | 12 | 2 | 68.5932 | 0 | 23.1137 | 0 | 45.4794 | 0
2042 | 2 | 12 | 3 | 65.987 | 0 | 22.2356 | 0 | 43.7515 | 0
2042 | 2 | 12 | 4 | 65.19 | 0 | 21.967 | 0 | 43.223 | 0
2042 | 2 | 12 | 5 | 65.6629 | 0 | 22.1263 | 0 | 43.5366 | 0
2042 | 2 | 12 | 6 | 67.3845 | 0 | 22.7065 | 0 | 44.678 | 0
2042 | 2 | 12 | 7 | 65.8627 | 0 | 22.1937 | 0 | 43.6691 | 0
2042 | 2 | 12 | 8 | 73.9474 | 0 | 24.918 | 0 | 49.0295 | 0
2042 | 2 | 12 | 9 | 81.8728 | 1.8728 | 27.5886 | 0 | 54.2843 | 0
2042 | 2 | 12 | 10 | 82.1038 | 2.1038 | 27.6664 | 0 | 54.4374 | 0
2042 | 2 | 12 | 11 | 77.4662 | 0 | 26.1037 | 0 | 51.3625 | 0
2042 | 2 | 12 | 12 | 72.5361 | 0 | 24.4424 | 0 | 48.0937 | 0
2042 | 2 | 12 | 13 | 75.0958 | 0 | 25.3049 | 0 | 49.7909 | 0
2042 | 2 | 12 | 14 | 72.6409 | 0 | 24.4777 | 0 | 48.1632 | 0
2042 | 2 | 12 | 15 | 73.7873 | 0 | 24.864 | 0 | 48.9233 | 0
2042 | 2 | 12 | 16 | 73.7674 | 0 | 24.8573 | 0 | 48.9101 | 0
2042 | 2 | 12 | 17 | 76.6783 | 0 | 25.8382 | 0 | 50.8401 | 0
2042 | 2 | 12 | 18 | 83.9615 | 3.9615 | 28.2924 | 0 | 55.6691 | 0
2042 | 2 | 12 | 19 | 90.9208 | 10.9208 | 30.6375 | 0 | 60.2834 | 0
2042 | 2 | 12 | 20 | 90.5379 | 10.5379 | 30.5084 | 0 | 60.0295 | 0
2042 | 2 | 12 | 21 | 85.2474 | 5.2474 | 28.7257 | 0 | 56.5217 | 0
2042 | 2 | 12 | 22 | 80.8834 | 0.88338 | 27.2552 | 0 | 53.6282 | 0
2042 | 2 | 12 | 23 | 76.3434 | 0 | 25.7253 | 0 | 50.6181 | 0
2042 | 2 | 12 | 24 | 71.0516 | 0 | 23.9422 | 0 | 47.1094 | 0
2042 | 2 | 13 | 1 | 71.9804 | 0 | 24.2551 | 0 | 47.7253 | 0
2042 | 2 | 13 | 2 | 65.3593 | 0 | 22.024 | 0 | 43.3353 | 0
2042 | 2 | 13 | 3 | 63.9058 | 0 | 21.5343 | 0 | 42.3716 | 0
2042 | 2 | 13 | 4 | 64.3041 | 0 | 21.6685 | 0 | 42.6357 | 0
2042 | 2 | 13 | 5 | 64.8559 | 0 | 21.8544 | 0 | 43.0015 | 0
2042 | 2 | 13 | 6 | 67.1349 | 0 | 22.6223 | 0 | 44.5125 | 0
2042 | 2 | 13 | 7 | 68.7853 | 0 | 23.1785 | 0 | 45.6068 | 0
2042 | 2 | 13 | 8 | 78.1814 | 0 | 26.3447 | 0 | 51.8368 | 0
2042 | 2 | 13 | 9 | 87.9374 | 7.9374 | 29.6321 | 0 | 58.3053 | 0
2042 | 2 | 13 | 10 | 89.9665 | 9.9665 | 30.3159 | 0 | 59.6506 | 0
2042 | 2 | 13 | 11 | 85.9298 | 5.9298 | 28.9556 | 0 | 56.9742 | 0
2042 | 2 | 13 | 12 | 80.8775 | 0.87745 | 27.2532 | 0 | 53.6243 | 0
2042 | 2 | 13 | 13 | 75.0115 | 0 | 25.2765 | 0 | 49.735 | 0
2042 | 2 | 13 | 14 | 71.8831 | 0 | 24.2223 | 0 | 47.6607 | 0
2042 | 2 | 13 | 15 | 73.4551 | 0 | 24.7521 | 0 | 48.703 | 0
2042 | 2 | 13 | 16 | 75.3555 | 0 | 25.3924 | 0 | 49.9631 | 0
2042 | 2 | 13 | 17 | 81.4348 | 1.4348 | 27.441 | 0 | 53.9938 | 0
2042 | 2 | 13 | 18 | 94.12 | 14.12 | 31.7155 | 0 | 62.4045 | 0
2042 | 2 | 13 | 19 | 103.2966 | 23.2966 | 34.8077 | 0 | 68.4889 | 0
2042 | 2 | 13 | 20 | 107.4464 | 27.4464 | 36.206 | 0 | 71.2403 | 0
2042 | 2 | 13 | 21 | 104.1361 | 24.1361 | 35.0906 | 0 | 69.0455 | 0
2042 | 2 | 13 | 22 | 99.9092 | 19.9092 | 33.6663 | 0 | 66.2429 | 0
2042 | 2 | 13 | 23 | 95.0867 | 15.0867 | 32.0412 | 0 | 63.0455 | 0
2042 | 2 | 13 | 24 | 89.4203 | 9.4203 | 30.1318 | 0 | 59.2885 | 0
2042 | 2 | 14 | 1 | 81.4016 | 1.4016 | 27.4298 | 0 | 53.9718 | 0
2042 | 2 | 14 | 2 | 89.4374 | 9.4374 | 30.1376 | 0 | 59.2998 | 0
2042 | 2 | 14 | 3 | 87.9322 | 7.9322 | 29.6304 | 0 | 58.3018 | 0
2042 | 2 | 14 | 4 | 88.1844 | 8.1844 | 29.7154 | 0 | 58.469 | 0
2042 | 2 | 14 | 5 | 88.4151 | 8.4151 | 29.7931 | 0 | 58.622 | 0
2042 | 2 | 14 | 6 | 90.3668 | 10.3668 | 30.4508 | 0 | 59.916 | 0
2042 | 2 | 14 | 7 | 92.996 | 12.996 | 31.3367 | 0 | 61.6593 | 0
2042 | 2 | 14 | 8 | 101.8697 | 21.8697 | 34.3269 | 0 | 67.5428 | 0
2042 | 2 | 14 | 9 | 111.1175 | 31.1175 | 37.4431 | 0 | 73.6744 | 0
2042 | 2 | 14 | 10 | 110.6701 | 30.6701 | 37.2924 | 0 | 73.3778 | 0
2042 | 2 | 14 | 11 | 102.1143 | 22.1143 | 34.4093 | 0 | 67.705 | 0
2042 | 2 | 14 | 12 | 91.2892 | 11.2892 | 30.7616 | 0 | 60.5276 | 0
2042 | 2 | 14 | 13 | 83.551 | 3.551 | 28.1541 | 0 | 55.3969 | 0
2042 | 2 | 14 | 14 | 78.8194 | 0 | 26.5597 | 0 | 52.2598 | 0
2042 | 2 | 14 | 15 | 80.448 | 0.44796 | 27.1084 | 0 | 53.3395 | 0
2042 | 2 | 14 | 16 | 82.5623 | 2.5623 | 27.8209 | 0 | 54.7414 | 0
2042 | 2 | 14 | 17 | 89.0664 | 9.0664 | 30.0126 | 0 | 59.0538 | 0
2042 | 2 | 14 | 18 | 102.7449 | 22.7449 | 34.6218 | 0 | 68.1231 | 0
2042 | 2 | 14 | 19 | 116.3874 | 36.3874 | 39.2189 | 0 | 77.1685 | 0
2042 | 2 | 14 | 20 | 118.518 | 38.518 | 39.9368 | 0 | 78.5812 | 0
2042 | 2 | 14 | 21 | 114.0206 | 34.0206 | 38.4214 | 0 | 75.5993 | 0
2042 | 2 | 14 | 22 | 110.3406 | 30.3406 | 37.1813 | 0 | 73.1593 | 0
2042 | 2 | 14 | 23 | 106.2934 | 26.2934 | 35.8175 | 0 | 70.4758 | 0
2042 | 2 | 14 | 24 | 100.3718 | 20.3718 | 33.8222 | 0 | 66.5497 | 0
2042 | 2 | 15 | 1 | 90.5229 | 10.5229 | 30.5034 | 0 | 60.0196 | 0
2042 | 2 | 15 | 2 | 89.5331 | 9.5331 | 30.1698 | 0 | 59.3632 | 0
2042 | 2 | 15 | 3 | 87.4763 | 7.4763 | 29.4767 | 0 | 57.9995 | 0
2042 | 2 | 15 | 4 | 87.0469 | 7.0469 | 29.3321 | 0 | 57.7148 | 0
2042 | 2 | 15 | 5 | 86.9419 | 6.9419 | 29.2967 | 0 | 57.6452 | 0
2042 | 2 | 15 | 6 | 87.3995 | 7.3995 | 29.4509 | 0 | 57.9486 | 0
2042 | 2 | 15 | 7 | 89.8759 | 9.8759 | 30.2853 | 0 | 59.5905 | 0
2042 | 2 | 15 | 8 | 94.4457 | 14.4457 | 31.8252 | 0 | 62.6204 | 0
2042 | 2 | 15 | 9 | 98.7722 | 18.7722 | 33.2831 | 0 | 65.4891 | 0
2042 | 2 | 15 | 10 | 96.9181 | 16.9181 | 32.6583 | 0 | 64.2597 | 0
2042 | 2 | 15 | 11 | 89.5951 | 9.5951 | 30.1907 | 0 | 59.4044 | 0
2042 | 2 | 15 | 12 | 79.8881 | 0 | 26.9198 | 0 | 52.9683 | 0
2042 | 2 | 15 | 13 | 71.0991 | 0 | 23.9582 | 0 | 47.141 | 0
2042 | 2 | 15 | 14 | 67.0337 | 0 | 22.5883 | 0 | 44.4455 | 0
2042 | 2 | 15 | 15 | 67.8062 | 0 | 22.8486 | 0 | 44.9577 | 0
2042 | 2 | 15 | 16 | 71.8367 | 0 | 24.2067 | 0 | 47.63 | 0
2042 | 2 | 15 | 17 | 81.4223 | 1.4223 | 27.4368 | 0 | 53.9856 | 0
2042 | 2 | 15 | 18 | 97.2438 | 17.2438 | 32.7681 | 0 | 64.4757 | 0
2042 | 2 | 15 | 19 | 112.751 | 32.751 | 37.9935 | 0 | 74.7575 | 0
2042 | 2 | 15 | 20 | 115.0622 | 35.0622 | 38.7724 | 0 | 76.2899 | 0
2042 | 2 | 15 | 21 | 108.5168 | 28.5168 | 36.5668 | 0 | 71.95 | 0
2042 | 2 | 15 | 22 | 103.2469 | 23.2469 | 34.791 | 0 | 68.456 | 0
2042 | 2 | 15 | 23 | 98.8952 | 18.8952 | 33.3246 | 0 | 65.5706 | 0
2042 | 2 | 15 | 24 | 93.8525 | 13.8525 | 31.6253 | 0 | 62.2271 | 0
2042 | 2 | 16 | 1 | 85.4731 | 5.4731 | 28.8017 | 0 | 56.6713 | 0
2042 | 2 | 16 | 2 | 82.6563 | 2.6563 | 27.8526 | 0 | 54.8037 | 0
2042 | 2 | 16 | 3 | 80.0026 | 0.0025744 | 26.9584 | 0 | 53.0442 | 0
2042 | 2 | 16 | 4 | 78.7146 | 0 | 26.5243 | 0 | 52.1903 | 0
2042 | 2 | 16 | 5 | 77.9077 | 0 | 26.2524 | 0 | 51.6552 | 0
2042 | 2 | 16 | 6 | 78.4005 | 0 | 26.4185 | 0 | 51.982 | 0
2042 | 2 | 16 | 7 | 79.5811 | 0 | 26.8163 | 0 | 52.7648 | 0
2042 | 2 | 16 | 8 | 82.3918 | 2.3918 | 27.7635 | 0 | 54.6284 | 0
2042 | 2 | 16 | 9 | 86.1735 | 6.1735 | 29.0378 | 0 | 57.1357 | 0
2042 | 2 | 16 | 10 | 87.0361 | 7.0361 | 29.3284 | 0 | 57.7077 | 0
2042 | 2 | 16 | 11 | 84.2034 | 4.2034 | 28.3739 | 0 | 55.8295 | 0
2042 | 2 | 16 | 12 | 80.3471 | 0.34707 | 27.0744 | 0 | 53.2726 | 0
2042 | 2 | 16 | 13 | 78.0841 | 0 | 26.3119 | 0 | 51.7722 | 0
2042 | 2 | 16 | 14 | 75.3634 | 0 | 25.3951 | 0 | 49.9683 | 0
2042 | 2 | 16 | 15 | 75.0894 | 0 | 25.3028 | 0 | 49.7866 | 0
2042 | 2 | 16 | 16 | 77.6629 | 0 | 26.17 | 0 | 51.4929 | 0
2042 | 2 | 16 | 17 | 85.304 | 5.304 | 28.7448 | 0 | 56.5592 | 0
2042 | 2 | 16 | 18 | 96.5324 | 16.5324 | 32.5284 | 0 | 64.004 | 0
2042 | 2 | 16 | 19 | 105.752 | 25.752 | 35.6351 | 0 | 70.1169 | 0
2042 | 2 | 16 | 20 | 107.7514 | 27.7514 | 36.3088 | 0 | 71.4425 | 0
2042 | 2 | 16 | 21 | 102.0555 | 22.0555 | 34.3895 | 0 | 67.666 | 0
2042 | 2 | 16 | 22 | 97.2016 | 17.2016 | 32.7539 | 0 | 64.4477 | 0
2042 | 2 | 16 | 23 | 92.7987 | 12.7987 | 31.2702 | 0 | 61.5284 | 0
2042 | 2 | 16 | 24 | 87.9904 | 7.9904 | 29.65 | 0 | 58.3404 | 0
2042 | 2 | 17 | 1 | 79.6126 | 0 | 26.8269 | 0 | 52.7856 | 0
2042 | 2 | 17 | 2 | 69.5952 | 0 | 23.4514 | 0 | 46.1438 | 0
2042 | 2 | 17 | 3 | 67.8808 | 0 | 22.8737 | 0 | 45.0071 | 0
2042 | 2 | 17 | 4 | 66.654 | 0 | 22.4603 | 0 | 44.1937 | 0
2042 | 2 | 17 | 5 | 66.7272 | 0 | 22.485 | 0 | 44.2422 | 0
2042 | 2 | 17 | 6 | 67.0365 | 0 | 22.5892 | 0 | 44.4473 | 0
2042 | 2 | 17 | 7 | 57.5379 | 0 | 19.3885 | 0 | 38.1494 | 0
2042 | 2 | 17 | 8 | 61.3914 | 0 | 20.687 | 0 | 40.7044 | 0
2042 | 2 | 17 | 9 | 66.2341 | 0 | 22.3188 | 0 | 43.9153 | 0
2042 | 2 | 17 | 10 | 69.7637 | 0 | 23.5082 | 0 | 46.2555 | 0
2042 | 2 | 17 | 11 | 68.5144 | 0 | 23.0872 | 0 | 45.4272 | 0
2042 | 2 | 17 | 12 | 67.265 | 0 | 22.6662 | 0 | 44.5988 | 0
2042 | 2 | 17 | 13 | 58.613 | 0 | 19.7508 | 0 | 38.8623 | 0
2042 | 2 | 17 | 14 | 53.309 | 0 | 17.9635 | 0 | 35.3455 | 0
2042 | 2 | 17 | 15 | 57.9487 | 0 | 19.5269 | 0 | 38.4218 | 0
2042 | 2 | 17 | 16 | 58.249 | 0 | 19.6281 | 0 | 38.6209 | 0
2042 | 2 | 17 | 17 | 60.9151 | 0 | 20.5265 | 0 | 40.3886 | 0
2042 | 2 | 17 | 18 | 73.5617 | 0 | 24.788 | 0 | 48.7737 | 0
2042 | 2 | 17 | 19 | 79.4914 | 0 | 26.7861 | 0 | 52.7053 | 0
2042 | 2 | 17 | 20 | 76.058 | 0 | 25.6292 | 0 | 50.4289 | 0
2042 | 2 | 17 | 21 | 69.2004 | 0 | 23.3184 | 0 | 45.8821 | 0
2042 | 2 | 17 | 22 | 62.3988 | 0 | 21.0264 | 0 | 41.3724 | 0
2042 | 2 | 17 | 23 | 58.3695 | 0 | 19.6687 | 0 | 38.7008 | 0
2042 | 2 | 17 | 24 | 55.5644 | 0 | 18.7234 | 0 | 36.8409 | 0
2042 | 2 | 18 | 1 | 66.532 | 0 | 22.4192 | 0 | 44.1128 | 0
2042 | 2 | 18 | 2 | 58.5368 | 0 | 19.7251 | 0 | 38.8117 | 0
2042 | 2 | 18 | 3 | 56.3898 | 0 | 19.0016 | 0 | 37.3882 | 0
2042 | 2 | 18 | 4 | 56.0412 | 0 | 18.8841 | 0 | 37.1571 | 0
2042 | 2 | 18 | 5 | 56.2145 | 0 | 18.9425 | 0 | 37.272 | 0
2042 | 2 | 18 | 6 | 58.3884 | 0 | 19.6751 | 0 | 38.7134 | 0
2042 | 2 | 18 | 7 | 64.4379 | 0 | 21.7135 | 0 | 42.7243 | 0
2042 | 2 | 18 | 8 | 72.6839 | 0 | 24.4922 | 0 | 48.1917 | 0
2042 | 2 | 18 | 9 | 82.2508 | 2.2508 | 27.7159 | 0 | 54.5348 | 0
2042 | 2 | 18 | 10 | 85.4273 | 5.4273 | 28.7863 | 0 | 56.641 | 0
2042 | 2 | 18 | 11 | 82.9074 | 2.9074 | 27.9372 | 0 | 54.9702 | 0
2042 | 2 | 18 | 12 | 80.6068 | 0.60677 | 27.1619 | 0 | 53.4448 | 0
2042 | 2 | 18 | 13 | 83.853 | 3.853 | 28.2558 | 0 | 55.5972 | 0
2042 | 2 | 18 | 14 | 82.6924 | 2.6924 | 27.8648 | 0 | 54.8277 | 0
2042 | 2 | 18 | 15 | 84.9006 | 4.9006 | 28.6088 | 0 | 56.2918 | 0
2042 | 2 | 18 | 16 | 86.0449 | 6.0449 | 28.9944 | 0 | 57.0505 | 0
2042 | 2 | 18 | 17 | 89.3525 | 9.3525 | 30.109 | 0 | 59.2435 | 0
2042 | 2 | 18 | 18 | 96.4489 | 16.4489 | 32.5003 | 0 | 63.9487 | 0
2042 | 2 | 18 | 19 | 95.9745 | 15.9745 | 32.3404 | 0 | 63.6341 | 0
2042 | 2 | 18 | 20 | 96.5803 | 16.5803 | 32.5445 | 0 | 64.0358 | 0
2042 | 2 | 18 | 21 | 91.6115 | 11.6115 | 30.8702 | 0 | 60.7413 | 0
2042 | 2 | 18 | 22 | 87.0198 | 7.0198 | 29.3229 | 0 | 57.6968 | 0
2042 | 2 | 18 | 23 | 82.4478 | 2.4478 | 27.7823 | 0 | 54.6655 | 0
2042 | 2 | 18 | 24 | 76.5636 | 0 | 25.7995 | 0 | 50.7641 | 0
2042 | 2 | 19 | 1 | 72.525 | 0 | 24.4386 | 0 | 48.0863 | 0
2042 | 2 | 19 | 2 | 67.874 | 0 | 22.8714 | 0 | 45.0026 | 0
2042 | 2 | 19 | 3 | 66.056 | 0 | 22.2588 | 0 | 43.7972 | 0
2042 | 2 | 19 | 4 | 66.1936 | 0 | 22.3052 | 0 | 43.8884 | 0
2042 | 2 | 19 | 5 | 67.2102 | 0 | 22.6477 | 0 | 44.5625 | 0
2042 | 2 | 19 | 6 | 69.7283 | 0 | 23.4962 | 0 | 46.2321 | 0
2042 | 2 | 19 | 7 | 75.396 | 0 | 25.4061 | 0 | 49.9899 | 0
2042 | 2 | 19 | 8 | 84.313 | 4.313 | 28.4108 | 0 | 55.9021 | 0
2042 | 2 | 19 | 9 | 92.6589 | 12.6589 | 31.2231 | 0 | 61.4358 | 0
2042 | 2 | 19 | 10 | 92.5486 | 12.5486 | 31.186 | 0 | 61.3626 | 0
2042 | 2 | 19 | 11 | 85.8193 | 5.8193 | 28.9184 | 0 | 56.9009 | 0
2042 | 2 | 19 | 12 | 79.3189 | 0 | 26.728 | 0 | 52.5909 | 0
2042 | 2 | 19 | 13 | 82.1924 | 2.1924 | 27.6963 | 0 | 54.4961 | 0
2042 | 2 | 19 | 14 | 79.0879 | 0 | 26.6501 | 0 | 52.4378 | 0
2042 | 2 | 19 | 15 | 80.8726 | 0.87258 | 27.2515 | 0 | 53.6211 | 0
2042 | 2 | 19 | 16 | 82.8116 | 2.8116 | 27.9049 | 0 | 54.9067 | 0
2042 | 2 | 19 | 17 | 88.229 | 8.229 | 29.7304 | 0 | 58.4986 | 0
2042 | 2 | 19 | 18 | 100.1443 | 20.1443 | 33.7455 | 0 | 66.3988 | 0
2042 | 2 | 19 | 19 | 98.8011 | 18.8011 | 33.2929 | 0 | 65.5082 | 0
2042 | 2 | 19 | 20 | 102.9337 | 22.9337 | 34.6854 | 0 | 68.2483 | 0
2042 | 2 | 19 | 21 | 100.2596 | 20.2596 | 33.7843 | 0 | 66.4753 | 0
2042 | 2 | 19 | 22 | 96.3783 | 16.3783 | 32.4764 | 0 | 63.9018 | 0
2042 | 2 | 19 | 23 | 92.002 | 12.002 | 31.0018 | 0 | 61.0002 | 0
2042 | 2 | 19 | 24 | 86.1906 | 6.1906 | 29.0435 | 0 | 57.1471 | 0
2042 | 2 | 20 | 1 | 84.4911 | 4.4911 | 28.4708 | 0 | 56.0203 | 0
2042 | 2 | 20 | 2 | 65.3477 | 0 | 22.0201 | 0 | 43.3276 | 0
2042 | 2 | 20 | 3 | 62.5858 | 0 | 21.0895 | 0 | 41.4964 | 0
2042 | 2 | 20 | 4 | 62.5163 | 0 | 21.066 | 0 | 41.4503 | 0
2042 | 2 | 20 | 5 | 63.0783 | 0 | 21.2554 | 0 | 41.8229 | 0
2042 | 2 | 20 | 6 | 65.1151 | 0 | 21.9418 | 0 | 43.1734 | 0
2042 | 2 | 20 | 7 | 67.9677 | 0 | 22.903 | 0 | 45.0647 | 0
2042 | 2 | 20 | 8 | 76.5323 | 0 | 25.789 | 0 | 50.7433 | 0
2042 | 2 | 20 | 9 | 84.4646 | 4.4646 | 28.4619 | 0 | 56.0027 | 0
2042 | 2 | 20 | 10 | 81.799 | 1.799 | 27.5637 | 0 | 54.2353 | 0
2042 | 2 | 20 | 11 | 73.828 | 0 | 24.8777 | 0 | 48.9503 | 0
2042 | 2 | 20 | 12 | 66.3824 | 0 | 22.3688 | 0 | 44.0136 | 0
2042 | 2 | 20 | 13 | 73.6075 | 0 | 24.8034 | 0 | 48.8041 | 0
2042 | 2 | 20 | 14 | 69.4711 | 0 | 23.4096 | 0 | 46.0615 | 0
2042 | 2 | 20 | 15 | 70.1436 | 0 | 23.6362 | 0 | 46.5074 | 0
2042 | 2 | 20 | 16 | 70.2354 | 0 | 23.6671 | 0 | 46.5683 | 0
2042 | 2 | 20 | 17 | 74.8114 | 0 | 25.2091 | 0 | 49.6023 | 0
2042 | 2 | 20 | 18 | 85.9661 | 5.9661 | 28.9679 | 0 | 56.9982 | 0
2042 | 2 | 20 | 19 | 100.2027 | 20.2027 | 33.7652 | 0 | 66.4375 | 0
2042 | 2 | 20 | 20 | 104.3783 | 24.3783 | 35.1722 | 0 | 69.2061 | 0
2042 | 2 | 20 | 21 | 101.1073 | 21.1073 | 34.07 | 0 | 67.0373 | 0
2042 | 2 | 20 | 22 | 97.1571 | 17.1571 | 32.7389 | 0 | 64.4182 | 0
2042 | 2 | 20 | 23 | 92.5484 | 12.5484 | 31.1859 | 0 | 61.3625 | 0
2042 | 2 | 20 | 24 | 86.6945 | 6.6945 | 29.2133 | 0 | 57.4812 | 0
2042 | 2 | 21 | 1 | 78.1369 | 0 | 26.3297 | 0 | 51.8072 | 0
2042 | 2 | 21 | 2 | 79.7221 | 0 | 26.8638 | 0 | 52.8583 | 0
2042 | 2 | 21 | 3 | 77.347 | 0 | 26.0635 | 0 | 51.2835 | 0
2042 | 2 | 21 | 4 | 76.9627 | 0 | 25.934 | 0 | 51.0287 | 0
2042 | 2 | 21 | 5 | 76.6329 | 0 | 25.8229 | 0 | 50.81 | 0
2042 | 2 | 21 | 6 | 77.8125 | 0 | 26.2204 | 0 | 51.5921 | 0
2042 | 2 | 21 | 7 | 74.8439 | 0 | 25.22 | 0 | 49.6239 | 0
2042 | 2 | 21 | 8 | 82.4004 | 2.4004 | 27.7664 | 0 | 54.6341 | 0
2042 | 2 | 21 | 9 | 90.1255 | 10.1255 | 30.3694 | 0 | 59.756 | 0
2042 | 2 | 21 | 10 | 88.3019 | 8.3019 | 29.755 | 0 | 58.5469 | 0
2042 | 2 | 21 | 11 | 81.3606 | 1.3606 | 27.416 | 0 | 53.9446 | 0
2042 | 2 | 21 | 12 | 75.1226 | 0 | 25.314 | 0 | 49.8086 | 0
2042 | 2 | 21 | 13 | 48.7827 | 0 | 16.4382 | 0 | 32.3445 | 0
2042 | 2 | 21 | 14 | 44.9872 | 0 | 15.1593 | 0 | 29.8279 | 0
2042 | 2 | 21 | 15 | 46.6137 | 0 | 15.7074 | 0 | 30.9063 | 0
2042 | 2 | 21 | 16 | 46.9408 | 0 | 15.8176 | 0 | 31.1232 | 0
2042 | 2 | 21 | 17 | 54.6629 | 0 | 18.4197 | 0 | 36.2432 | 0
2042 | 2 | 21 | 18 | 69.8114 | 0 | 23.5242 | 0 | 46.2871 | 0
2042 | 2 | 21 | 19 | 78.3421 | 0 | 26.3988 | 0 | 51.9433 | 0
2042 | 2 | 21 | 20 | 82.1094 | 2.1094 | 27.6683 | 0 | 54.4411 | 0
2042 | 2 | 21 | 21 | 78.0885 | 0 | 26.3134 | 0 | 51.7751 | 0
2042 | 2 | 21 | 22 | 74.9536 | 0 | 25.257 | 0 | 49.6966 | 0
2042 | 2 | 21 | 23 | 71.7367 | 0 | 24.173 | 0 | 47.5637 | 0
2042 | 2 | 21 | 24 | 67.2809 | 0 | 22.6716 | 0 | 44.6094 | 0
2042 | 2 | 22 | 1 | 75.4363 | 0 | 25.4196 | 0 | 50.0166 | 0
2042 | 2 | 22 | 2 | 71.5844 | 0 | 24.1217 | 0 | 47.4627 | 0
2042 | 2 | 22 | 3 | 68.2753 | 0 | 23.0066 | 0 | 45.2687 | 0
2042 | 2 | 22 | 4 | 66.7572 | 0 | 22.4951 | 0 | 44.2621 | 0
2042 | 2 | 22 | 5 | 66.3391 | 0 | 22.3542 | 0 | 43.9849 | 0
2042 | 2 | 22 | 6 | 67.6073 | 0 | 22.7815 | 0 | 44.8258 | 0
2042 | 2 | 22 | 7 | 79.0993 | 0 | 26.654 | 0 | 52.4453 | 0
2042 | 2 | 22 | 8 | 82.4191 | 2.4191 | 27.7727 | 0 | 54.6465 | 0
2042 | 2 | 22 | 9 | 86.1414 | 6.1414 | 29.0269 | 0 | 57.1145 | 0
2042 | 2 | 22 | 10 | 84.4521 | 4.4521 | 28.4577 | 0 | 55.9944 | 0
2042 | 2 | 22 | 11 | 79.1521 | 0 | 26.6718 | 0 | 52.4803 | 0
2042 | 2 | 22 | 12 | 73.7866 | 0 | 24.8638 | 0 | 48.9228 | 0
2042 | 2 | 22 | 13 | 65.5159 | 0 | 22.0768 | 0 | 43.4391 | 0
2042 | 2 | 22 | 14 | 60.7468 | 0 | 20.4698 | 0 | 40.2771 | 0
2042 | 2 | 22 | 15 | 60.1292 | 0 | 20.2617 | 0 | 39.8676 | 0
2042 | 2 | 22 | 16 | 62.6663 | 0 | 21.1166 | 0 | 41.5497 | 0
2042 | 2 | 22 | 17 | 71.0731 | 0 | 23.9494 | 0 | 47.1237 | 0
2042 | 2 | 22 | 18 | 84.2486 | 4.2486 | 28.3891 | 0 | 55.8595 | 0
2042 | 2 | 22 | 19 | 89.5706 | 9.5706 | 30.1825 | 0 | 59.3881 | 0
2042 | 2 | 22 | 20 | 92.5971 | 12.5971 | 31.2023 | 0 | 61.3948 | 0
2042 | 2 | 22 | 21 | 88.0379 | 8.0379 | 29.666 | 0 | 58.3719 | 0
2042 | 2 | 22 | 22 | 83.3593 | 3.3593 | 28.0895 | 0 | 55.2698 | 0
2042 | 2 | 22 | 23 | 80.4246 | 0.42464 | 27.1006 | 0 | 53.3241 | 0
2042 | 2 | 22 | 24 | 76.3912 | 0 | 25.7414 | 0 | 50.6498 | 0
2042 | 2 | 23 | 1 | 69.9654 | 0 | 23.5761 | 0 | 46.3893 | 0
2042 | 2 | 23 | 2 | 65.0143 | 0 | 21.9078 | 0 | 43.1065 | 0
2042 | 2 | 23 | 3 | 62.4039 | 0 | 21.0282 | 0 | 41.3758 | 0
2042 | 2 | 23 | 4 | 61.4873 | 0 | 20.7193 | 0 | 40.768 | 0
2042 | 2 | 23 | 5 | 61.1638 | 0 | 20.6103 | 0 | 40.5535 | 0
2042 | 2 | 23 | 6 | 62.5898 | 0 | 21.0908 | 0 | 41.499 | 0
2042 | 2 | 23 | 7 | 69.5298 | 0 | 23.4293 | 0 | 46.1004 | 0
2042 | 2 | 23 | 8 | 73.2402 | 0 | 24.6796 | 0 | 48.5605 | 0
2042 | 2 | 23 | 9 | 80.0633 | 0.063345 | 26.9788 | 0 | 53.0845 | 0
2042 | 2 | 23 | 10 | 83.919 | 3.919 | 28.2781 | 0 | 55.6409 | 0
2042 | 2 | 23 | 11 | 82.7469 | 2.7469 | 27.8831 | 0 | 54.8638 | 0
2042 | 2 | 23 | 12 | 79.5838 | 0 | 26.8172 | 0 | 52.7665 | 0
2042 | 2 | 23 | 13 | 76.6946 | 0 | 25.8437 | 0 | 50.8509 | 0
2042 | 2 | 23 | 14 | 74.9231 | 0 | 25.2467 | 0 | 49.6763 | 0
2042 | 2 | 23 | 15 | 74.9975 | 0 | 25.2718 | 0 | 49.7257 | 0
2042 | 2 | 23 | 16 | 74.3588 | 0 | 25.0566 | 0 | 49.3022 | 0
2042 | 2 | 23 | 17 | 78.3319 | 0 | 26.3954 | 0 | 51.9365 | 0
2042 | 2 | 23 | 18 | 85.2441 | 5.2441 | 28.7246 | 0 | 56.5195 | 0
2042 | 2 | 23 | 19 | 83.427 | 3.427 | 28.1123 | 0 | 55.3147 | 0
2042 | 2 | 23 | 20 | 82.8978 | 2.8978 | 27.934 | 0 | 54.9639 | 0
2042 | 2 | 23 | 21 | 78.1287 | 0 | 26.3269 | 0 | 51.8018 | 0
2042 | 2 | 23 | 22 | 74.1367 | 0 | 24.9817 | 0 | 49.1549 | 0
2042 | 2 | 23 | 23 | 70.5043 | 0 | 23.7577 | 0 | 46.7466 | 0
2042 | 2 | 23 | 24 | 66.6202 | 0 | 22.4489 | 0 | 44.1713 | 0
2042 | 2 | 24 | 1 | 71.812 | 0 | 24.1984 | 0 | 47.6136 | 0
2042 | 2 | 24 | 2 | 63.2481 | 0 | 21.3126 | 0 | 41.9355 | 0
2042 | 2 | 24 | 3 | 61.9369 | 0 | 20.8708 | 0 | 41.0661 | 0
2042 | 2 | 24 | 4 | 62.5802 | 0 | 21.0875 | 0 | 41.4926 | 0
2042 | 2 | 24 | 5 | 63.3938 | 0 | 21.3617 | 0 | 42.0321 | 0
2042 | 2 | 24 | 6 | 65.7836 | 0 | 22.167 | 0 | 43.6166 | 0
2042 | 2 | 24 | 7 | 73.079 | 0 | 24.6253 | 0 | 48.4537 | 0
2042 | 2 | 24 | 8 | 81.9677 | 1.9677 | 27.6205 | 0 | 54.3472 | 0
2042 | 2 | 24 | 9 | 90.0396 | 10.0396 | 30.3405 | 0 | 59.6991 | 0
2042 | 2 | 24 | 10 | 89.9415 | 9.9415 | 30.3075 | 0 | 59.634 | 0
2042 | 2 | 24 | 11 | 84.2534 | 4.2534 | 28.3907 | 0 | 55.8626 | 0
2042 | 2 | 24 | 12 | 79.4442 | 0 | 26.7702 | 0 | 52.674 | 0
2042 | 2 | 24 | 13 | 74.529 | 0 | 25.1139 | 0 | 49.4151 | 0
2042 | 2 | 24 | 14 | 72.9477 | 0 | 24.5811 | 0 | 48.3666 | 0
2042 | 2 | 24 | 15 | 75.2893 | 0 | 25.3701 | 0 | 49.9192 | 0
2042 | 2 | 24 | 16 | 76.5992 | 0 | 25.8115 | 0 | 50.7877 | 0
2042 | 2 | 24 | 17 | 81.7472 | 1.7472 | 27.5462 | 0 | 54.201 | 0
2042 | 2 | 24 | 18 | 92.4225 | 12.4225 | 31.1435 | 0 | 61.279 | 0
2042 | 2 | 24 | 19 | 103.511 | 23.511 | 34.8799 | 0 | 68.631 | 0
2042 | 2 | 24 | 20 | 108.916 | 28.916 | 36.7013 | 0 | 72.2147 | 0
2042 | 2 | 24 | 21 | 106.2979 | 26.2979 | 35.8191 | 0 | 70.4789 | 0
2042 | 2 | 24 | 22 | 102.3429 | 22.3429 | 34.4863 | 0 | 67.8565 | 0
2042 | 2 | 24 | 23 | 97.9345 | 17.9345 | 33.0008 | 0 | 64.9336 | 0
2042 | 2 | 24 | 24 | 91.782 | 11.782 | 30.9276 | 0 | 60.8543 | 0
2042 | 2 | 25 | 1 | 81.9424 | 1.9424 | 27.612 | 0 | 54.3304 | 0
2042 | 2 | 25 | 2 | 83.8588 | 3.8588 | 28.2578 | 0 | 55.601 | 0
2042 | 2 | 25 | 3 | 81.9714 | 1.9714 | 27.6218 | 0 | 54.3496 | 0
2042 | 2 | 25 | 4 | 82.0985 | 2.0985 | 27.6646 | 0 | 54.4339 | 0
2042 | 2 | 25 | 5 | 82.4113 | 2.4113 | 27.77 | 0 | 54.6413 | 0
2042 | 2 | 25 | 6 | 84.0101 | 4.0101 | 28.3088 | 0 | 55.7013 | 0
2042 | 2 | 25 | 7 | 85.4759 | 5.4759 | 28.8027 | 0 | 56.6732 | 0
2042 | 2 | 25 | 8 | 93.6517 | 13.6517 | 31.5577 | 0 | 62.094 | 0
2042 | 2 | 25 | 9 | 99.9297 | 19.9297 | 33.6732 | 0 | 66.2565 | 0
2042 | 2 | 25 | 10 | 94.1316 | 14.1316 | 31.7194 | 0 | 62.4122 | 0
2042 | 2 | 25 | 11 | 82.4536 | 2.4536 | 27.7843 | 0 | 54.6693 | 0
2042 | 2 | 25 | 12 | 72.6672 | 0 | 24.4866 | 0 | 48.1806 | 0
2042 | 2 | 25 | 13 | 57.1047 | 0 | 19.2425 | 0 | 37.8622 | 0
2042 | 2 | 25 | 14 | 51.8163 | 0 | 17.4605 | 0 | 34.3559 | 0
2042 | 2 | 25 | 15 | 54.0701 | 0 | 18.2199 | 0 | 35.8502 | 0
2042 | 2 | 25 | 16 | 56.8176 | 0 | 19.1458 | 0 | 37.6719 | 0
2042 | 2 | 25 | 17 | 67.1213 | 0 | 22.6178 | 0 | 44.5035 | 0
2042 | 2 | 25 | 18 | 85.7606 | 5.7606 | 28.8986 | 0 | 56.862 | 0
2042 | 2 | 25 | 19 | 97.5419 | 17.5419 | 32.8686 | 0 | 64.6734 | 0
2042 | 2 | 25 | 20 | 103.3647 | 23.3647 | 34.8306 | 0 | 68.534 | 0
2042 | 2 | 25 | 21 | 101.107 | 21.107 | 34.0699 | 0 | 67.0371 | 0
2042 | 2 | 25 | 22 | 97.373 | 17.373 | 32.8117 | 0 | 64.5614 | 0
2042 | 2 | 25 | 23 | 92.8605 | 12.8605 | 31.2911 | 0 | 61.5694 | 0
2042 | 2 | 25 | 24 | 86.6115 | 6.6115 | 29.1854 | 0 | 57.4262 | 0
2042 | 2 | 26 | 1 | 85.175 | 5.175 | 28.7013 | 0 | 56.4737 | 0
2042 | 2 | 26 | 2 | 75.171 | 0 | 25.3303 | 0 | 49.8407 | 0
2042 | 2 | 26 | 3 | 72.8919 | 0 | 24.5623 | 0 | 48.3296 | 0
2042 | 2 | 26 | 4 | 72.858 | 0 | 24.5509 | 0 | 48.3072 | 0
2042 | 2 | 26 | 5 | 73.2175 | 0 | 24.672 | 0 | 48.5455 | 0
2042 | 2 | 26 | 6 | 74.7032 | 0 | 25.1726 | 0 | 49.5306 | 0
2042 | 2 | 26 | 7 | 77.9218 | 0 | 26.2572 | 0 | 51.6646 | 0
2042 | 2 | 26 | 8 | 86.2879 | 6.2879 | 29.0763 | 0 | 57.2116 | 0
2042 | 2 | 26 | 9 | 94.5464 | 14.5464 | 31.8592 | 0 | 62.6872 | 0
2042 | 2 | 26 | 10 | 93.7515 | 13.7515 | 31.5913 | 0 | 62.1602 | 0
2042 | 2 | 26 | 11 | 87.7423 | 7.7423 | 29.5664 | 0 | 58.1759 | 0
2042 | 2 | 26 | 12 | 82.7516 | 2.7516 | 27.8847 | 0 | 54.8669 | 0
2042 | 2 | 26 | 13 | 74.6161 | 0 | 25.1433 | 0 | 49.4728 | 0
2042 | 2 | 26 | 14 | 71.0536 | 0 | 23.9428 | 0 | 47.1108 | 0
2042 | 2 | 26 | 15 | 71.9722 | 0 | 24.2524 | 0 | 47.7198 | 0
2042 | 2 | 26 | 16 | 71.8816 | 0 | 24.2219 | 0 | 47.6598 | 0
2042 | 2 | 26 | 17 | 79.1886 | 0 | 26.6841 | 0 | 52.5045 | 0
2042 | 2 | 26 | 18 | 94.2756 | 14.2756 | 31.7679 | 0 | 62.5077 | 0
2042 | 2 | 26 | 19 | 104.2556 | 24.2556 | 35.1308 | 0 | 69.1247 | 0
2042 | 2 | 26 | 20 | 110.2118 | 30.2118 | 37.1379 | 0 | 73.0739 | 0
2042 | 2 | 26 | 21 | 108.0135 | 28.0135 | 36.3971 | 0 | 71.6163 | 0
2042 | 2 | 26 | 22 | 104.2202 | 24.2202 | 35.1189 | 0 | 69.1013 | 0
2042 | 2 | 26 | 23 | 99.5551 | 19.5551 | 33.5469 | 0 | 66.0082 | 0
2042 | 2 | 26 | 24 | 92.9995 | 12.9995 | 31.3379 | 0 | 61.6616 | 0
2042 | 2 | 27 | 1 | 82.2352 | 2.2352 | 27.7107 | 0 | 54.5245 | 0
2042 | 2 | 27 | 2 | 85.9963 | 5.9963 | 28.978 | 0 | 57.0182 | 0
2042 | 2 | 27 | 3 | 83.9644 | 3.9644 | 28.2934 | 0 | 55.671 | 0
2042 | 2 | 27 | 4 | 84.0273 | 4.0273 | 28.3146 | 0 | 55.7128 | 0
2042 | 2 | 27 | 5 | 83.82 | 3.82 | 28.2447 | 0 | 55.5753 | 0
2042 | 2 | 27 | 6 | 85.1707 | 5.1707 | 28.6998 | 0 | 56.4708 | 0
2042 | 2 | 27 | 7 | 85.2379 | 5.2379 | 28.7225 | 0 | 56.5154 | 0
2042 | 2 | 27 | 8 | 93.7664 | 13.7664 | 31.5963 | 0 | 62.17 | 0
2042 | 2 | 27 | 9 | 100.8988 | 20.8988 | 33.9997 | 0 | 66.8991 | 0
2042 | 2 | 27 | 10 | 96.5225 | 16.5225 | 32.5251 | 0 | 63.9975 | 0
2042 | 2 | 27 | 11 | 85.7126 | 5.7126 | 28.8825 | 0 | 56.8302 | 0
2042 | 2 | 27 | 12 | 77.5872 | 0 | 26.1444 | 0 | 51.4427 | 0
2042 | 2 | 27 | 13 | 80.5532 | 0.55316 | 27.1439 | 0 | 53.4093 | 0
2042 | 2 | 27 | 14 | 77.7485 | 0 | 26.1988 | 0 | 51.5497 | 0
2042 | 2 | 27 | 15 | 78.1292 | 0 | 26.3271 | 0 | 51.8021 | 0
2042 | 2 | 27 | 16 | 77.894 | 0 | 26.2478 | 0 | 51.6461 | 0
2042 | 2 | 27 | 17 | 82.1021 | 2.1021 | 27.6658 | 0 | 54.4362 | 0
2042 | 2 | 27 | 18 | 92.8546 | 12.8546 | 31.2891 | 0 | 61.5655 | 0
2042 | 2 | 27 | 19 | 94.6748 | 14.6748 | 31.9024 | 0 | 62.7723 | 0
2042 | 2 | 27 | 20 | 99.1059 | 19.1059 | 33.3956 | 0 | 65.7103 | 0
2042 | 2 | 27 | 21 | 96.4403 | 16.4403 | 32.4973 | 0 | 63.9429 | 0
2042 | 2 | 27 | 22 | 92.4327 | 12.4327 | 31.1469 | 0 | 61.2858 | 0
2042 | 2 | 27 | 23 | 88.0833 | 8.0833 | 29.6813 | 0 | 58.402 | 0
2042 | 2 | 27 | 24 | 82.15 | 2.15 | 27.682 | 0 | 54.4681 | 0
2042 | 2 | 28 | 1 | 81.8786 | 1.8786 | 27.5905 | 0 | 54.2881 | 0
2042 | 2 | 28 | 2 | 70.147 | 0 | 23.6373 | 0 | 46.5097 | 0
2042 | 2 | 28 | 3 | 67.732 | 0 | 22.8236 | 0 | 44.9084 | 0
2042 | 2 | 28 | 4 | 67.7886 | 0 | 22.8426 | 0 | 44.946 | 0
2042 | 2 | 28 | 5 | 68.0766 | 0 | 22.9397 | 0 | 45.1369 | 0
2042 | 2 | 28 | 6 | 70.0117 | 0 | 23.5918 | 0 | 46.42 | 0
2042 | 2 | 28 | 7 | 73.3191 | 0 | 24.7062 | 0 | 48.6129 | 0
2042 | 2 | 28 | 8 | 80.9404 | 0.94039 | 27.2744 | 0 | 53.666 | 0
2042 | 2 | 28 | 9 | 88.4651 | 8.4651 | 29.81 | 0 | 58.6552 | 0
2042 | 2 | 28 | 10 | 87.5079 | 7.5079 | 29.4874 | 0 | 58.0205 | 0
2042 | 2 | 28 | 11 | 81.0722 | 1.0722 | 27.3188 | 0 | 53.7534 | 0
2042 | 2 | 28 | 12 | 77.0808 | 0 | 25.9738 | 0 | 51.107 | 0
2042 | 2 | 28 | 13 | 72.8373 | 0 | 24.5439 | 0 | 48.2934 | 0
2042 | 2 | 28 | 14 | 70.3184 | 0 | 23.6951 | 0 | 46.6233 | 0
2042 | 2 | 28 | 15 | 71.7527 | 0 | 24.1784 | 0 | 47.5743 | 0
2042 | 2 | 28 | 16 | 72.0904 | 0 | 24.2922 | 0 | 47.7982 | 0
2042 | 2 | 28 | 17 | 76.8837 | 0 | 25.9074 | 0 | 50.9763 | 0
2042 | 2 | 28 | 18 | 87.9259 | 7.9259 | 29.6283 | 0 | 58.2976 | 0
2042 | 2 | 28 | 19 | 97.5806 | 17.5806 | 32.8816 | 0 | 64.699 | 0
2042 | 2 | 28 | 20 | 101.6201 | 21.6201 | 34.2428 | 0 | 67.3773 | 0
2042 | 2 | 28 | 21 | 98.5962 | 18.5962 | 33.2238 | 0 | 65.3724 | 0
2042 | 2 | 28 | 22 | 95.2031 | 15.2031 | 32.0805 | 0 | 63.1227 | 0
2042 | 2 | 28 | 23 | 91.7541 | 11.7541 | 30.9182 | 0 | 60.8358 | 0
2042 | 2 | 28 | 24 | 85.8088 | 5.8088 | 28.9149 | 0 | 56.8939 | 0
2042 | 3 | 1 | 1 | 75.2093 | 0 | 25.3432 | 0 | 49.8662 | 0
2042 | 3 | 1 | 2 | 78.0584 | 0 | 26.3032 | 0 | 51.7552 | 0
2042 | 3 | 1 | 3 | 76.7483 | 0 | 25.8618 | 0 | 50.8866 | 0
2042 | 3 | 1 | 4 | 76.7916 | 0 | 25.8764 | 0 | 50.9152 | 0
2042 | 3 | 1 | 5 | 77.0632 | 0 | 25.9679 | 0 | 51.0953 | 0
2042 | 3 | 1 | 6 | 78.9344 | 0 | 26.5984 | 0 | 52.336 | 0
2042 | 3 | 1 | 7 | 80.1474 | 0.14738 | 27.0071 | 0 | 53.1402 | 0
2042 | 3 | 1 | 8 | 83.2095 | 3.2095 | 28.039 | 0 | 55.1705 | 0
2042 | 3 | 1 | 9 | 84.7578 | 4.7578 | 28.5607 | 0 | 56.1971 | 0
2042 | 3 | 1 | 10 | 78.8776 | 0 | 26.5793 | 0 | 52.2983 | 0
2042 | 3 | 1 | 11 | 70.1843 | 0 | 23.6499 | 0 | 46.5344 | 0
2042 | 3 | 1 | 12 | 62.7132 | 0 | 21.1324 | 0 | 41.5808 | 0
2042 | 3 | 1 | 13 | 78.7286 | 0 | 26.5291 | 0 | 52.1995 | 0
2042 | 3 | 1 | 14 | 75.3318 | 0 | 25.3845 | 0 | 49.9474 | 0
2042 | 3 | 1 | 15 | 75.1227 | 0 | 25.314 | 0 | 49.8087 | 0
2042 | 3 | 1 | 16 | 77.9993 | 0 | 26.2833 | 0 | 51.716 | 0
2042 | 3 | 1 | 17 | 83.1933 | 3.1933 | 28.0335 | 0 | 55.1598 | 0
2042 | 3 | 1 | 18 | 93.9615 | 13.9615 | 31.6621 | 0 | 62.2994 | 0
2042 | 3 | 1 | 19 | 102.9067 | 22.9067 | 34.6763 | 0 | 68.2304 | 0
2042 | 3 | 1 | 20 | 106.8761 | 26.8761 | 36.0139 | 0 | 70.8622 | 0
2042 | 3 | 1 | 21 | 103.5138 | 23.5138 | 34.8809 | 0 | 68.6329 | 0
2042 | 3 | 1 | 22 | 99.8295 | 19.8295 | 33.6394 | 0 | 66.1901 | 0
2042 | 3 | 1 | 23 | 95.6165 | 15.6165 | 32.2198 | 0 | 63.3968 | 0
2042 | 3 | 1 | 24 | 91.1269 | 11.1269 | 30.7069 | 0 | 60.42 | 0
2042 | 3 | 2 | 1 | 81.925 | 1.925 | 27.6062 | 0 | 54.3189 | 0
2042 | 3 | 2 | 2 | 73.2902 | 0 | 24.6965 | 0 | 48.5937 | 0
2042 | 3 | 2 | 3 | 70.5855 | 0 | 23.7851 | 0 | 46.8004 | 0
2042 | 3 | 2 | 4 | 68.6289 | 0 | 23.1258 | 0 | 45.5031 | 0
2042 | 3 | 2 | 5 | 67.2906 | 0 | 22.6748 | 0 | 44.6158 | 0
2042 | 3 | 2 | 6 | 68.1416 | 0 | 22.9616 | 0 | 45.18 | 0
2042 | 3 | 2 | 7 | 64.4484 | 0 | 21.7171 | 0 | 42.7313 | 0
2042 | 3 | 2 | 8 | 65.7591 | 0 | 22.1587 | 0 | 43.6003 | 0
2042 | 3 | 2 | 9 | 69.3748 | 0 | 23.3771 | 0 | 45.9977 | 0
2042 | 3 | 2 | 10 | 67.1518 | 0 | 22.6281 | 0 | 44.5238 | 0
2042 | 3 | 2 | 11 | 61.2471 | 0 | 20.6384 | 0 | 40.6088 | 0
2042 | 3 | 2 | 12 | 56.7516 | 0 | 19.1235 | 0 | 37.6281 | 0
2042 | 3 | 2 | 13 | 62.8612 | 0 | 21.1823 | 0 | 41.679 | 0
2042 | 3 | 2 | 14 | 62.2651 | 0 | 20.9814 | 0 | 41.2837 | 0
2042 | 3 | 2 | 15 | 63.9866 | 0 | 21.5615 | 0 | 42.4251 | 0
2042 | 3 | 2 | 16 | 66.6115 | 0 | 22.446 | 0 | 44.1655 | 0
2042 | 3 | 2 | 17 | 70.43 | 0 | 23.7327 | 0 | 46.6973 | 0
2042 | 3 | 2 | 18 | 80.1737 | 0.17373 | 27.016 | 0 | 53.1577 | 0
2042 | 3 | 2 | 19 | 88.3538 | 8.3538 | 29.7725 | 0 | 58.5814 | 0
2042 | 3 | 2 | 20 | 92.3727 | 12.3727 | 31.1267 | 0 | 61.246 | 0
2042 | 3 | 2 | 21 | 89.4071 | 9.4071 | 30.1274 | 0 | 59.2797 | 0
2042 | 3 | 2 | 22 | 86.4009 | 6.4009 | 29.1144 | 0 | 57.2865 | 0
2042 | 3 | 2 | 23 | 82.4417 | 2.4417 | 27.7803 | 0 | 54.6615 | 0
2042 | 3 | 2 | 24 | 77.929 | 0 | 26.2596 | 0 | 51.6694 | 0
2042 | 3 | 3 | 1 | 69.593 | 0 | 23.4506 | 0 | 46.1423 | 0
2042 | 3 | 3 | 2 | 73.5262 | 0 | 24.776 | 0 | 48.7502 | 0
2042 | 3 | 3 | 3 | 72.9268 | 0 | 24.5741 | 0 | 48.3528 | 0
2042 | 3 | 3 | 4 | 73.219 | 0 | 24.6725 | 0 | 48.5465 | 0
2042 | 3 | 3 | 5 | 72.899 | 0 | 24.5647 | 0 | 48.3344 | 0
2042 | 3 | 3 | 6 | 74.6252 | 0 | 25.1463 | 0 | 49.4788 | 0
2042 | 3 | 3 | 7 | 79.3451 | 0 | 26.7368 | 0 | 52.6083 | 0
2042 | 3 | 3 | 8 | 86.6512 | 6.6512 | 29.1987 | 0 | 57.4524 | 0
2042 | 3 | 3 | 9 | 91.8647 | 11.8647 | 30.9555 | 0 | 60.9092 | 0
2042 | 3 | 3 | 10 | 85.8879 | 5.8879 | 28.9415 | 0 | 56.9464 | 0
2042 | 3 | 3 | 11 | 74.9792 | 0 | 25.2656 | 0 | 49.7135 | 0
2042 | 3 | 3 | 12 | 68.1077 | 0 | 22.9502 | 0 | 45.1575 | 0
2042 | 3 | 3 | 13 | 57.4373 | 0 | 19.3545 | 0 | 38.0827 | 0
2042 | 3 | 3 | 14 | 56.2808 | 0 | 18.9649 | 0 | 37.3159 | 0
2042 | 3 | 3 | 15 | 58.5125 | 0 | 19.7169 | 0 | 38.7956 | 0
2042 | 3 | 3 | 16 | 61.0244 | 0 | 20.5633 | 0 | 40.4611 | 0
2042 | 3 | 3 | 17 | 67.3227 | 0 | 22.6856 | 0 | 44.637 | 0
2042 | 3 | 3 | 18 | 81.4985 | 1.4985 | 27.4624 | 0 | 54.0361 | 0
2042 | 3 | 3 | 19 | 97.1254 | 17.1254 | 32.7282 | 0 | 64.3972 | 0
2042 | 3 | 3 | 20 | 100.7914 | 20.7914 | 33.9635 | 0 | 66.8279 | 0
2042 | 3 | 3 | 21 | 97.6821 | 17.6821 | 32.9158 | 0 | 64.7663 | 0
2042 | 3 | 3 | 22 | 94.1434 | 14.1434 | 31.7234 | 0 | 62.42 | 0
2042 | 3 | 3 | 23 | 89.265 | 9.265 | 30.0795 | 0 | 59.1855 | 0
2042 | 3 | 3 | 24 | 83.6277 | 3.6277 | 28.1799 | 0 | 55.4478 | 0
2042 | 3 | 4 | 1 | 77.538 | 0 | 26.1279 | 0 | 51.4101 | 0
2042 | 3 | 4 | 2 | 73.2644 | 0 | 24.6878 | 0 | 48.5766 | 0
2042 | 3 | 4 | 3 | 72.4301 | 0 | 24.4067 | 0 | 48.0234 | 0
2042 | 3 | 4 | 4 | 72.9781 | 0 | 24.5913 | 0 | 48.3868 | 0
2042 | 3 | 4 | 5 | 73.49 | 0 | 24.7638 | 0 | 48.7262 | 0
2042 | 3 | 4 | 6 | 76.2055 | 0 | 25.6789 | 0 | 50.5267 | 0
2042 | 3 | 4 | 7 | 83.5573 | 3.5573 | 28.1562 | 0 | 55.4011 | 0
2042 | 3 | 4 | 8 | 91.0069 | 11.0069 | 30.6664 | 0 | 60.3404 | 0
2042 | 3 | 4 | 9 | 97.4508 | 17.4508 | 32.8378 | 0 | 64.6129 | 0
2042 | 3 | 4 | 10 | 93.1805 | 13.1805 | 31.3989 | 0 | 61.7816 | 0
2042 | 3 | 4 | 11 | 82.5834 | 2.5834 | 27.828 | 0 | 54.7554 | 0
2042 | 3 | 4 | 12 | 74.6962 | 0 | 25.1703 | 0 | 49.526 | 0
2042 | 3 | 4 | 13 | 55.6662 | 0 | 18.7578 | 0 | 36.9084 | 0
2042 | 3 | 4 | 14 | 51.6809 | 0 | 17.4148 | 0 | 34.266 | 0
2042 | 3 | 4 | 15 | 54.7294 | 0 | 18.4421 | 0 | 36.2873 | 0
2042 | 3 | 4 | 16 | 59.2102 | 0 | 19.952 | 0 | 39.2582 | 0
2042 | 3 | 4 | 17 | 67.2747 | 0 | 22.6695 | 0 | 44.6053 | 0
2042 | 3 | 4 | 18 | 84.368 | 4.368 | 28.4294 | 0 | 55.9387 | 0
2042 | 3 | 4 | 19 | 98.694 | 18.694 | 33.2568 | 0 | 65.4372 | 0
2042 | 3 | 4 | 20 | 106.4917 | 26.4917 | 35.8843 | 0 | 70.6073 | 0
2042 | 3 | 4 | 21 | 106.3271 | 26.3271 | 35.8289 | 0 | 70.4982 | 0
2042 | 3 | 4 | 22 | 103.4582 | 23.4582 | 34.8622 | 0 | 68.596 | 0
2042 | 3 | 4 | 23 | 98.7268 | 18.7268 | 33.2678 | 0 | 65.459 | 0
2042 | 3 | 4 | 24 | 92.8519 | 12.8519 | 31.2882 | 0 | 61.5638 | 0
2042 | 3 | 5 | 1 | 83.847 | 3.847 | 28.2538 | 0 | 55.5932 | 0
2042 | 3 | 5 | 2 | 87.5686 | 7.5686 | 29.5079 | 0 | 58.0607 | 0
2042 | 3 | 5 | 3 | 85.9146 | 5.9146 | 28.9505 | 0 | 56.964 | 0
2042 | 3 | 5 | 4 | 85.657 | 5.657 | 28.8637 | 0 | 56.7933 | 0
2042 | 3 | 5 | 5 | 85.8081 | 5.8081 | 28.9146 | 0 | 56.8934 | 0
2042 | 3 | 5 | 6 | 87.3057 | 7.3057 | 29.4193 | 0 | 57.8864 | 0
2042 | 3 | 5 | 7 | 84.1613 | 4.1613 | 28.3597 | 0 | 55.8016 | 0
2042 | 3 | 5 | 8 | 90.7607 | 10.7607 | 30.5835 | 0 | 60.1772 | 0
2042 | 3 | 5 | 9 | 94.4888 | 14.4888 | 31.8398 | 0 | 62.649 | 0
2042 | 3 | 5 | 10 | 85.3324 | 5.3324 | 28.7543 | 0 | 56.5781 | 0
2042 | 3 | 5 | 11 | 71.5815 | 0 | 24.1207 | 0 | 47.4608 | 0
2042 | 3 | 5 | 12 | 62.0852 | 0 | 20.9208 | 0 | 41.1645 | 0
2042 | 3 | 5 | 13 | 64.261 | 0 | 21.6539 | 0 | 42.6071 | 0
2042 | 3 | 5 | 14 | 60.3558 | 0 | 20.338 | 0 | 40.0178 | 0
2042 | 3 | 5 | 15 | 61.3225 | 0 | 20.6638 | 0 | 40.6588 | 0
2042 | 3 | 5 | 16 | 63.2163 | 0 | 21.3019 | 0 | 41.9144 | 0
2042 | 3 | 5 | 17 | 68.7708 | 0 | 23.1736 | 0 | 45.5972 | 0
2042 | 3 | 5 | 18 | 83.1638 | 3.1638 | 28.0236 | 0 | 55.1402 | 0
2042 | 3 | 5 | 19 | 96.3969 | 16.3969 | 32.4827 | 0 | 63.9142 | 0
2042 | 3 | 5 | 20 | 103.3689 | 23.3689 | 34.8321 | 0 | 68.5368 | 0
2042 | 3 | 5 | 21 | 102.5141 | 22.5141 | 34.544 | 0 | 67.97 | 0
2042 | 3 | 5 | 22 | 99.685 | 19.685 | 33.5907 | 0 | 66.0943 | 0
2042 | 3 | 5 | 23 | 94.8438 | 14.8438 | 31.9594 | 0 | 62.8844 | 0
2042 | 3 | 5 | 24 | 88.8184 | 8.8184 | 29.929 | 0 | 58.8894 | 0
2042 | 3 | 6 | 1 | 78.3891 | 0 | 26.4147 | 0 | 51.9744 | 0
2042 | 3 | 6 | 2 | 82.5919 | 2.5919 | 27.8309 | 0 | 54.761 | 0
2042 | 3 | 6 | 3 | 80.8436 | 0.84356 | 27.2417 | 0 | 53.6018 | 0
2042 | 3 | 6 | 4 | 80.4628 | 0.46277 | 27.1134 | 0 | 53.3493 | 0
2042 | 3 | 6 | 5 | 79.6445 | 0 | 26.8377 | 0 | 52.8068 | 0
2042 | 3 | 6 | 6 | 80.5413 | 0.54128 | 27.1399 | 0 | 53.4014 | 0
2042 | 3 | 6 | 7 | 78.1601 | 0 | 26.3375 | 0 | 51.8226 | 0
2042 | 3 | 6 | 8 | 85.6139 | 5.6139 | 28.8492 | 0 | 56.7647 | 0
2042 | 3 | 6 | 9 | 92.9399 | 12.9399 | 31.3178 | 0 | 61.6221 | 0
2042 | 3 | 6 | 10 | 90.6057 | 10.6057 | 30.5313 | 0 | 60.0744 | 0
2042 | 3 | 6 | 11 | 83.059 | 3.059 | 27.9883 | 0 | 55.0707 | 0
2042 | 3 | 6 | 12 | 77.5453 | 0 | 26.1303 | 0 | 51.415 | 0
2042 | 3 | 6 | 13 | 66.0302 | 0 | 22.2501 | 0 | 43.7801 | 0
2042 | 3 | 6 | 14 | 63.8827 | 0 | 21.5265 | 0 | 42.3562 | 0
2042 | 3 | 6 | 15 | 64.7869 | 0 | 21.8312 | 0 | 42.9558 | 0
2042 | 3 | 6 | 16 | 66.2633 | 0 | 22.3286 | 0 | 43.9346 | 0
2042 | 3 | 6 | 17 | 70.4555 | 0 | 23.7413 | 0 | 46.7142 | 0
2042 | 3 | 6 | 18 | 82.7335 | 2.7335 | 27.8786 | 0 | 54.8549 | 0
2042 | 3 | 6 | 19 | 96.9008 | 16.9008 | 32.6525 | 0 | 64.2483 | 0
2042 | 3 | 6 | 20 | 101.2505 | 21.2505 | 34.1182 | 0 | 67.1323 | 0
2042 | 3 | 6 | 21 | 98.8318 | 18.8318 | 33.3032 | 0 | 65.5286 | 0
2042 | 3 | 6 | 22 | 95.2802 | 15.2802 | 32.1064 | 0 | 63.1738 | 0
2042 | 3 | 6 | 23 | 90.1476 | 10.1476 | 30.3769 | 0 | 59.7707 | 0
2042 | 3 | 6 | 24 | 84.0698 | 4.0698 | 28.3289 | 0 | 55.7409 | 0
2042 | 3 | 7 | 1 | 76.8706 | 0 | 25.903 | 0 | 50.9676 | 0
2042 | 3 | 7 | 2 | 60.0659 | 0 | 20.2403 | 0 | 39.8256 | 0
2042 | 3 | 7 | 3 | 57.4564 | 0 | 19.361 | 0 | 38.0954 | 0
2042 | 3 | 7 | 4 | 56.8196 | 0 | 19.1464 | 0 | 37.6732 | 0
2042 | 3 | 7 | 5 | 56.8434 | 0 | 19.1544 | 0 | 37.6889 | 0
2042 | 3 | 7 | 6 | 58.6631 | 0 | 19.7676 | 0 | 38.8955 | 0
2042 | 3 | 7 | 7 | 54.056 | 0 | 18.2152 | 0 | 35.8408 | 0
2042 | 3 | 7 | 8 | 59.7373 | 0 | 20.1296 | 0 | 39.6077 | 0
2042 | 3 | 7 | 9 | 63.09 | 0 | 21.2594 | 0 | 41.8307 | 0
2042 | 3 | 7 | 10 | 55.3082 | 0 | 18.6371 | 0 | 36.6711 | 0
2042 | 3 | 7 | 11 | 44.0233 | 0 | 14.8345 | 0 | 29.1888 | 0
2042 | 3 | 7 | 12 | 38.8928 | 0 | 13.1057 | 0 | 25.7872 | 0
2042 | 3 | 7 | 13 | 25.7158 | 0 | 8.6654 | 0 | 17.0504 | 0
2042 | 3 | 7 | 14 | 22.759 | 0 | 7.6691 | 0 | 15.0899 | 0
2042 | 3 | 7 | 15 | 25.1512 | 0 | 8.4752 | 0 | 16.676 | 0
2042 | 3 | 7 | 16 | 28.9866 | 0 | 9.7676 | 0 | 19.219 | 0
2042 | 3 | 7 | 17 | 36.1853 | 0 | 12.1933 | 0 | 23.992 | 0
2042 | 3 | 7 | 18 | 52.0925 | 0 | 17.5535 | 0 | 34.539 | 0
2042 | 3 | 7 | 19 | 76.5756 | 0 | 25.8036 | 0 | 50.772 | 0
2042 | 3 | 7 | 20 | 81.3328 | 1.3328 | 27.4066 | 0 | 53.9262 | 0
2042 | 3 | 7 | 21 | 79.3406 | 0 | 26.7353 | 0 | 52.6053 | 0
2042 | 3 | 7 | 22 | 76.8796 | 0 | 25.906 | 0 | 50.9736 | 0
2042 | 3 | 7 | 23 | 73.3885 | 0 | 24.7296 | 0 | 48.6589 | 0
2042 | 3 | 7 | 24 | 68.4328 | 0 | 23.0597 | 0 | 45.3731 | 0
2042 | 3 | 8 | 1 | 61.732 | 0 | 20.8017 | 0 | 40.9302 | 0
2042 | 3 | 8 | 2 | 71.4373 | 0 | 24.0721 | 0 | 47.3652 | 0
2042 | 3 | 8 | 3 | 69.7385 | 0 | 23.4997 | 0 | 46.2388 | 0
2042 | 3 | 8 | 4 | 69.6492 | 0 | 23.4696 | 0 | 46.1796 | 0
2042 | 3 | 8 | 5 | 69.7838 | 0 | 23.5149 | 0 | 46.2688 | 0
2042 | 3 | 8 | 6 | 71.3645 | 0 | 24.0476 | 0 | 47.3169 | 0
2042 | 3 | 8 | 7 | 67.8187 | 0 | 22.8528 | 0 | 44.9659 | 0
2042 | 3 | 8 | 8 | 71.9388 | 0 | 24.2411 | 0 | 47.6977 | 0
2042 | 3 | 8 | 9 | 78.5825 | 0 | 26.4798 | 0 | 52.1027 | 0
2042 | 3 | 8 | 10 | 82.2686 | 2.2686 | 27.7219 | 0 | 54.5467 | 0
2042 | 3 | 8 | 11 | 81.308 | 1.308 | 27.3983 | 0 | 53.9098 | 0
2042 | 3 | 8 | 12 | 78.5902 | 0 | 26.4824 | 0 | 52.1077 | 0
2042 | 3 | 8 | 13 | 86.2532 | 6.2532 | 29.0646 | 0 | 57.1886 | 0
2042 | 3 | 8 | 14 | 83.4888 | 3.4888 | 28.1331 | 0 | 55.3557 | 0
2042 | 3 | 8 | 15 | 82.9738 | 2.9738 | 27.9596 | 0 | 55.0143 | 0
2042 | 3 | 8 | 16 | 82.4662 | 2.4662 | 27.7885 | 0 | 54.6777 | 0
2042 | 3 | 8 | 17 | 84.1763 | 4.1763 | 28.3648 | 0 | 55.8115 | 0
2042 | 3 | 8 | 18 | 89.7906 | 9.7906 | 30.2566 | 0 | 59.534 | 0
2042 | 3 | 8 | 19 | 86.3061 | 6.3061 | 29.0825 | 0 | 57.2237 | 0
2042 | 3 | 8 | 20 | 88.5949 | 8.5949 | 29.8537 | 0 | 58.7412 | 0
2042 | 3 | 8 | 21 | 85.9707 | 5.9707 | 28.9694 | 0 | 57.0013 | 0
2042 | 3 | 8 | 22 | 82.2423 | 2.2423 | 27.7131 | 0 | 54.5292 | 0
2042 | 3 | 8 | 23 | 78.5048 | 0 | 26.4537 | 0 | 52.0512 | 0
2042 | 3 | 8 | 24 | 74.8061 | 0 | 25.2073 | 0 | 49.5988 | 0
2042 | 3 | 9 | 1 | 74.9052 | 0 | 25.2407 | 0 | 49.6645 | 0
2042 | 3 | 9 | 2 | 65.7853 | 0 | 22.1676 | 0 | 43.6177 | 0
2042 | 3 | 9 | 3 | 63.9126 | 0 | 21.5366 | 0 | 42.3761 | 0
2042 | 3 | 9 | 4 | 63.3779 | 0 | 21.3564 | 0 | 42.0216 | 0
2042 | 3 | 9 | 5 | 63.038 | 0 | 21.2418 | 0 | 41.7962 | 0
2042 | 3 | 9 | 6 | 64.0763 | 0 | 21.5917 | 0 | 42.4846 | 0
2042 | 3 | 9 | 7 | 67.1475 | 0 | 22.6266 | 0 | 44.5209 | 0
2042 | 3 | 9 | 8 | 70.028 | 0 | 23.5972 | 0 | 46.4308 | 0
2042 | 3 | 9 | 9 | 73.1842 | 0 | 24.6608 | 0 | 48.5234 | 0
2042 | 3 | 9 | 10 | 69.2152 | 0 | 23.3233 | 0 | 45.8918 | 0
2042 | 3 | 9 | 11 | 59.9919 | 0 | 20.2154 | 0 | 39.7765 | 0
2042 | 3 | 9 | 12 | 53.5195 | 0 | 18.0344 | 0 | 35.4851 | 0
2042 | 3 | 9 | 13 | 47.3729 | 0 | 15.9632 | 0 | 31.4097 | 0
2042 | 3 | 9 | 14 | 45.6107 | 0 | 15.3694 | 0 | 30.2413 | 0
2042 | 3 | 9 | 15 | 48.5962 | 0 | 16.3754 | 0 | 32.2208 | 0
2042 | 3 | 9 | 16 | 53.9009 | 0 | 18.1629 | 0 | 35.738 | 0
2042 | 3 | 9 | 17 | 61.8324 | 0 | 20.8356 | 0 | 40.9969 | 0
2042 | 3 | 9 | 18 | 78.5643 | 0 | 26.4737 | 0 | 52.0906 | 0
2042 | 3 | 9 | 19 | 94.432 | 14.432 | 31.8206 | 0 | 62.6114 | 0
2042 | 3 | 9 | 20 | 98.0037 | 18.0037 | 33.0242 | 0 | 64.9795 | 0
2042 | 3 | 9 | 21 | 96.2387 | 16.2387 | 32.4294 | 0 | 63.8093 | 0
2042 | 3 | 9 | 22 | 93.4075 | 13.4075 | 31.4754 | 0 | 61.9321 | 0
2042 | 3 | 9 | 23 | 88.7004 | 8.7004 | 29.8892 | 0 | 58.8112 | 0
2042 | 3 | 9 | 24 | 83.5428 | 3.5428 | 28.1513 | 0 | 55.3915 | 0
2042 | 3 | 10 | 1 | 73.904 | 0 | 24.9033 | 0 | 49.0007 | 0
2042 | 3 | 10 | 2 | 73.132 | 0 | 24.6432 | 0 | 48.4888 | 0
2042 | 3 | 10 | 3 | 72.8393 | 0 | 24.5446 | 0 | 48.2947 | 0
2042 | 3 | 10 | 4 | 72.4993 | 0 | 24.43 | 0 | 48.0693 | 0
2042 | 3 | 10 | 5 | 73.5321 | 0 | 24.778 | 0 | 48.7541 | 0
2042 | 3 | 10 | 6 | 76.7396 | 0 | 25.8588 | 0 | 50.8808 | 0
2042 | 3 | 10 | 7 | 87.2224 | 7.2224 | 29.3912 | 0 | 57.8312 | 0
2042 | 3 | 10 | 8 | 96.0768 | 16.0768 | 32.3748 | 0 | 63.7019 | 0
2042 | 3 | 10 | 9 | 98.3572 | 18.3572 | 33.1433 | 0 | 65.2139 | 0
2042 | 3 | 10 | 10 | 92.8691 | 12.8691 | 31.294 | 0 | 61.5751 | 0
2042 | 3 | 10 | 11 | 86.3282 | 6.3282 | 29.0899 | 0 | 57.2383 | 0
2042 | 3 | 10 | 12 | 79.5841 | 0 | 26.8173 | 0 | 52.7668 | 0
2042 | 3 | 10 | 13 | 66.0838 | 0 | 22.2682 | 0 | 43.8156 | 0
2042 | 3 | 10 | 14 | 62.5844 | 0 | 21.089 | 0 | 41.4954 | 0
2042 | 3 | 10 | 15 | 63.5176 | 0 | 21.4034 | 0 | 42.1141 | 0
2042 | 3 | 10 | 16 | 65.6808 | 0 | 22.1324 | 0 | 43.5484 | 0
2042 | 3 | 10 | 17 | 73.6395 | 0 | 24.8142 | 0 | 48.8253 | 0
2042 | 3 | 10 | 18 | 84.3292 | 4.3292 | 28.4163 | 0 | 55.9129 | 0
2042 | 3 | 10 | 19 | 82.2965 | 2.2965 | 27.7313 | 0 | 54.5651 | 0
2042 | 3 | 10 | 20 | 89.7181 | 9.7181 | 30.2322 | 0 | 59.4859 | 0
2042 | 3 | 10 | 21 | 88.4627 | 8.4627 | 29.8091 | 0 | 58.6535 | 0
2042 | 3 | 10 | 22 | 83.5061 | 3.5061 | 28.1389 | 0 | 55.3672 | 0
2042 | 3 | 10 | 23 | 77.21 | 0 | 26.0173 | 0 | 51.1927 | 0
2042 | 3 | 10 | 24 | 72.6422 | 0 | 24.4781 | 0 | 48.1641 | 0
2042 | 3 | 11 | 1 | 70.7273 | 0 | 23.8329 | 0 | 46.8944 | 0
2042 | 3 | 11 | 2 | 70.9795 | 0 | 23.9179 | 0 | 47.0616 | 0
2042 | 3 | 11 | 3 | 71.0696 | 0 | 23.9482 | 0 | 47.1214 | 0
2042 | 3 | 11 | 4 | 71.0677 | 0 | 23.9476 | 0 | 47.1201 | 0
2042 | 3 | 11 | 5 | 72.4439 | 0 | 24.4113 | 0 | 48.0326 | 0
2042 | 3 | 11 | 6 | 76.2788 | 0 | 25.7036 | 0 | 50.5752 | 0
2042 | 3 | 11 | 7 | 88.49 | 8.49 | 29.8183 | 0 | 58.6716 | 0
2042 | 3 | 11 | 8 | 96.8893 | 16.8893 | 32.6487 | 0 | 64.2407 | 0
2042 | 3 | 11 | 9 | 97.7203 | 17.7203 | 32.9287 | 0 | 64.7916 | 0
2042 | 3 | 11 | 10 | 89.9952 | 9.9952 | 30.3256 | 0 | 59.6697 | 0
2042 | 3 | 11 | 11 | 81.3017 | 1.3017 | 27.3961 | 0 | 53.9056 | 0
2042 | 3 | 11 | 12 | 75.1808 | 0 | 25.3336 | 0 | 49.8472 | 0
2042 | 3 | 11 | 13 | 60.2569 | 0 | 20.3047 | 0 | 39.9522 | 0
2042 | 3 | 11 | 14 | 55.8904 | 0 | 18.8333 | 0 | 37.0571 | 0
2042 | 3 | 11 | 15 | 57.9073 | 0 | 19.513 | 0 | 38.3944 | 0
2042 | 3 | 11 | 16 | 61.5586 | 0 | 20.7433 | 0 | 40.8153 | 0
2042 | 3 | 11 | 17 | 71.0163 | 0 | 23.9302 | 0 | 47.086 | 0
2042 | 3 | 11 | 18 | 83.5583 | 3.5583 | 28.1565 | 0 | 55.4018 | 0
2042 | 3 | 11 | 19 | 93.291 | 13.291 | 31.4361 | 0 | 61.8549 | 0
2042 | 3 | 11 | 20 | 101.2922 | 21.2922 | 34.1323 | 0 | 67.1599 | 0
2042 | 3 | 11 | 21 | 100.7153 | 20.7153 | 33.9379 | 0 | 66.7774 | 0
2042 | 3 | 11 | 22 | 95.5674 | 15.5674 | 32.2032 | 0 | 63.3642 | 0
2042 | 3 | 11 | 23 | 88.8553 | 8.8553 | 29.9414 | 0 | 58.9139 | 0
2042 | 3 | 11 | 24 | 83.3074 | 3.3074 | 28.072 | 0 | 55.2354 | 0
2042 | 3 | 12 | 1 | 71.8441 | 0 | 24.2092 | 0 | 47.6349 | 0
2042 | 3 | 12 | 2 | 79.3498 | 0 | 26.7384 | 0 | 52.6114 | 0
2042 | 3 | 12 | 3 | 78.5329 | 0 | 26.4631 | 0 | 52.0698 | 0
2042 | 3 | 12 | 4 | 77.7738 | 0 | 26.2073 | 0 | 51.5665 | 0
2042 | 3 | 12 | 5 | 78.9125 | 0 | 26.591 | 0 | 52.3214 | 0
2042 | 3 | 12 | 6 | 82.0863 | 2.0863 | 27.6605 | 0 | 54.4258 | 0
2042 | 3 | 12 | 7 | 86.3038 | 6.3038 | 29.0817 | 0 | 57.2221 | 0
2042 | 3 | 12 | 8 | 95.1432 | 15.1432 | 32.0603 | 0 | 63.083 | 0
2042 | 3 | 12 | 9 | 97.8786 | 17.8786 | 32.982 | 0 | 64.8966 | 0
2042 | 3 | 12 | 10 | 94.0472 | 14.0472 | 31.691 | 0 | 62.3563 | 0
2042 | 3 | 12 | 11 | 88.4283 | 8.4283 | 29.7976 | 0 | 58.6308 | 0
2042 | 3 | 12 | 12 | 83.0732 | 3.0732 | 27.9931 | 0 | 55.0801 | 0
2042 | 3 | 12 | 13 | 90.784 | 10.784 | 30.5914 | 0 | 60.1927 | 0
2042 | 3 | 12 | 14 | 87.8043 | 7.8043 | 29.5873 | 0 | 58.217 | 0
2042 | 3 | 12 | 15 | 88.1632 | 8.1632 | 29.7082 | 0 | 58.4549 | 0
2042 | 3 | 12 | 16 | 88.1946 | 8.1946 | 29.7188 | 0 | 58.4758 | 0
2042 | 3 | 12 | 17 | 92.0813 | 12.0813 | 31.0285 | 0 | 61.0528 | 0
2042 | 3 | 12 | 18 | 97.6575 | 17.6575 | 32.9075 | 0 | 64.75 | 0
2042 | 3 | 12 | 19 | 98.0783 | 18.0783 | 33.0493 | 0 | 65.029 | 0
2042 | 3 | 12 | 20 | 100.3716 | 20.3716 | 33.8221 | 0 | 66.5495 | 0
2042 | 3 | 12 | 21 | 97.8504 | 17.8504 | 32.9725 | 0 | 64.8779 | 0
2042 | 3 | 12 | 22 | 92.3193 | 12.3193 | 31.1087 | 0 | 61.2106 | 0
2042 | 3 | 12 | 23 | 85.5469 | 5.5469 | 28.8266 | 0 | 56.7203 | 0
2042 | 3 | 12 | 24 | 80.189 | 0.189 | 27.0212 | 0 | 53.1678 | 0
2042 | 3 | 13 | 1 | 75.7078 | 0 | 25.5112 | 0 | 50.1967 | 0
2042 | 3 | 13 | 2 | 69.0232 | 0 | 23.2587 | 0 | 45.7646 | 0
2042 | 3 | 13 | 3 | 68.7663 | 0 | 23.1721 | 0 | 45.5942 | 0
2042 | 3 | 13 | 4 | 68.9639 | 0 | 23.2387 | 0 | 45.7252 | 0
2042 | 3 | 13 | 5 | 70.3947 | 0 | 23.7208 | 0 | 46.6739 | 0
2042 | 3 | 13 | 6 | 74.329 | 0 | 25.0465 | 0 | 49.2824 | 0
2042 | 3 | 13 | 7 | 76.9209 | 0 | 25.9199 | 0 | 51.001 | 0
2042 | 3 | 13 | 8 | 86.6914 | 6.6914 | 29.2123 | 0 | 57.4791 | 0
2042 | 3 | 13 | 9 | 90.946 | 10.946 | 30.6459 | 0 | 60.3 | 0
2042 | 3 | 13 | 10 | 88.5273 | 8.5273 | 29.8309 | 0 | 58.6964 | 0
2042 | 3 | 13 | 11 | 83.6546 | 3.6546 | 28.189 | 0 | 55.4656 | 0
2042 | 3 | 13 | 12 | 78.782 | 0 | 26.5471 | 0 | 52.2349 | 0
2042 | 3 | 13 | 13 | 63.8907 | 0 | 21.5292 | 0 | 42.3616 | 0
2042 | 3 | 13 | 14 | 59.9555 | 0 | 20.2031 | 0 | 39.7524 | 0
2042 | 3 | 13 | 15 | 61.1505 | 0 | 20.6058 | 0 | 40.5447 | 0
2042 | 3 | 13 | 16 | 61.8157 | 0 | 20.83 | 0 | 40.9858 | 0
2042 | 3 | 13 | 17 | 68.5207 | 0 | 23.0893 | 0 | 45.4314 | 0
2042 | 3 | 13 | 18 | 78.5337 | 0 | 26.4634 | 0 | 52.0703 | 0
2042 | 3 | 13 | 19 | 83.6861 | 3.6861 | 28.1996 | 0 | 55.4865 | 0
2042 | 3 | 13 | 20 | 89.5422 | 9.5422 | 30.1729 | 0 | 59.3693 | 0
2042 | 3 | 13 | 21 | 88.7284 | 8.7284 | 29.8987 | 0 | 58.8297 | 0
2042 | 3 | 13 | 22 | 83.5259 | 3.5259 | 28.1456 | 0 | 55.3803 | 0
2042 | 3 | 13 | 23 | 77.0832 | 0 | 25.9746 | 0 | 51.1086 | 0
2042 | 3 | 13 | 24 | 72.7245 | 0 | 24.5059 | 0 | 48.2186 | 0
2042 | 3 | 14 | 1 | 78.6856 | 0 | 26.5146 | 0 | 52.171 | 0
2042 | 3 | 14 | 2 | 71.5843 | 0 | 24.1217 | 0 | 47.4626 | 0
2042 | 3 | 14 | 3 | 70.5103 | 0 | 23.7598 | 0 | 46.7506 | 0
2042 | 3 | 14 | 4 | 70.2094 | 0 | 23.6584 | 0 | 46.551 | 0
2042 | 3 | 14 | 5 | 71.5932 | 0 | 24.1246 | 0 | 47.4685 | 0
2042 | 3 | 14 | 6 | 75.392 | 0 | 25.4047 | 0 | 49.9873 | 0
2042 | 3 | 14 | 7 | 80.9775 | 0.97747 | 27.2869 | 0 | 53.6906 | 0
2042 | 3 | 14 | 8 | 89.53 | 9.53 | 30.1688 | 0 | 59.3612 | 0
2042 | 3 | 14 | 9 | 92.7856 | 12.7856 | 31.2658 | 0 | 61.5197 | 0
2042 | 3 | 14 | 10 | 88.8779 | 8.8779 | 29.949 | 0 | 58.9288 | 0
2042 | 3 | 14 | 11 | 82.4865 | 2.4865 | 27.7954 | 0 | 54.6912 | 0
2042 | 3 | 14 | 12 | 75.872 | 0 | 25.5665 | 0 | 50.3055 | 0
2042 | 3 | 14 | 13 | 78.7523 | 0 | 26.537 | 0 | 52.2152 | 0
2042 | 3 | 14 | 14 | 75.006 | 0 | 25.2747 | 0 | 49.7314 | 0
2042 | 3 | 14 | 15 | 75.9127 | 0 | 25.5802 | 0 | 50.3325 | 0
2042 | 3 | 14 | 16 | 75.1376 | 0 | 25.319 | 0 | 49.8186 | 0
2042 | 3 | 14 | 17 | 78.7133 | 0 | 26.5239 | 0 | 52.1894 | 0
2042 | 3 | 14 | 18 | 83.814 | 3.814 | 28.2427 | 0 | 55.5713 | 0
2042 | 3 | 14 | 19 | 90.0006 | 10.0006 | 30.3274 | 0 | 59.6733 | 0
2042 | 3 | 14 | 20 | 92.9826 | 12.9826 | 31.3322 | 0 | 61.6504 | 0
2042 | 3 | 14 | 21 | 90.452 | 10.452 | 30.4795 | 0 | 59.9725 | 0
2042 | 3 | 14 | 22 | 85.6604 | 5.6604 | 28.8649 | 0 | 56.7956 | 0
2042 | 3 | 14 | 23 | 80.0011 | 0.001137 | 26.9579 | 0 | 53.0433 | 0
2042 | 3 | 14 | 24 | 75.4999 | 0 | 25.4411 | 0 | 50.0588 | 0
2042 | 3 | 15 | 1 | 72.9865 | 0 | 24.5941 | 0 | 48.3923 | 0
2042 | 3 | 15 | 2 | 70.7961 | 0 | 23.8561 | 0 | 46.94 | 0
2042 | 3 | 15 | 3 | 68.9921 | 0 | 23.2482 | 0 | 45.7439 | 0
2042 | 3 | 15 | 4 | 67.3772 | 0 | 22.704 | 0 | 44.6732 | 0
2042 | 3 | 15 | 5 | 67.9677 | 0 | 22.903 | 0 | 45.0647 | 0
2042 | 3 | 15 | 6 | 70.7971 | 0 | 23.8564 | 0 | 46.9407 | 0
2042 | 3 | 15 | 7 | 74.5158 | 0 | 25.1095 | 0 | 49.4063 | 0
2042 | 3 | 15 | 8 | 78.6725 | 0 | 26.5102 | 0 | 52.1624 | 0
2042 | 3 | 15 | 9 | 77.833 | 0 | 26.2273 | 0 | 51.6057 | 0
2042 | 3 | 15 | 10 | 72.1723 | 0 | 24.3198 | 0 | 47.8525 | 0
2042 | 3 | 15 | 11 | 65.1852 | 0 | 21.9654 | 0 | 43.2198 | 0
2042 | 3 | 15 | 12 | 58.5763 | 0 | 19.7384 | 0 | 38.8379 | 0
2042 | 3 | 15 | 13 | 63.476 | 0 | 21.3894 | 0 | 42.0866 | 0
2042 | 3 | 15 | 14 | 58.7707 | 0 | 19.8039 | 0 | 38.9668 | 0
2042 | 3 | 15 | 15 | 58.4113 | 0 | 19.6828 | 0 | 38.7285 | 0
2042 | 3 | 15 | 16 | 60.0241 | 0 | 20.2262 | 0 | 39.7979 | 0
2042 | 3 | 15 | 17 | 67.7276 | 0 | 22.8221 | 0 | 44.9055 | 0
2042 | 3 | 15 | 18 | 76.2185 | 0 | 25.6832 | 0 | 50.5352 | 0
2042 | 3 | 15 | 19 | 89.2884 | 9.2884 | 30.0874 | 0 | 59.201 | 0
2042 | 3 | 15 | 20 | 92.325 | 12.325 | 31.1106 | 0 | 61.2144 | 0
2042 | 3 | 15 | 21 | 88.667 | 8.667 | 29.878 | 0 | 58.789 | 0
2042 | 3 | 15 | 22 | 82.1775 | 2.1775 | 27.6913 | 0 | 54.4863 | 0
2042 | 3 | 15 | 23 | 76.9301 | 0 | 25.923 | 0 | 51.0071 | 0
2042 | 3 | 15 | 24 | 73.3683 | 0 | 24.7228 | 0 | 48.6455 | 0
2042 | 3 | 16 | 1 | 63.3445 | 0 | 21.3451 | 0 | 41.9994 | 0
2042 | 3 | 16 | 2 | 73.6151 | 0 | 24.806 | 0 | 48.8091 | 0
2042 | 3 | 16 | 3 | 72.7524 | 0 | 24.5153 | 0 | 48.2371 | 0
2042 | 3 | 16 | 4 | 71.9269 | 0 | 24.2371 | 0 | 47.6898 | 0
2042 | 3 | 16 | 5 | 72.537 | 0 | 24.4427 | 0 | 48.0943 | 0
2042 | 3 | 16 | 6 | 75.3969 | 0 | 25.4064 | 0 | 49.9905 | 0
2042 | 3 | 16 | 7 | 72.1714 | 0 | 24.3195 | 0 | 47.8519 | 0
2042 | 3 | 16 | 8 | 76.4742 | 0 | 25.7694 | 0 | 50.7048 | 0
2042 | 3 | 16 | 9 | 76.7083 | 0 | 25.8483 | 0 | 50.86 | 0
2042 | 3 | 16 | 10 | 76.4772 | 0 | 25.7704 | 0 | 50.7068 | 0
2042 | 3 | 16 | 11 | 75.6756 | 0 | 25.5003 | 0 | 50.1753 | 0
2042 | 3 | 16 | 12 | 74.5473 | 0 | 25.1201 | 0 | 49.4272 | 0
2042 | 3 | 16 | 13 | 82.7251 | 2.7251 | 27.8758 | 0 | 54.8494 | 0
2042 | 3 | 16 | 14 | 79.2984 | 0 | 26.7211 | 0 | 52.5773 | 0
2042 | 3 | 16 | 15 | 78.1613 | 0 | 26.3379 | 0 | 51.8234 | 0
2042 | 3 | 16 | 16 | 78.4659 | 0 | 26.4405 | 0 | 52.0253 | 0
2042 | 3 | 16 | 17 | 84.2824 | 4.2824 | 28.4005 | 0 | 55.8819 | 0
2042 | 3 | 16 | 18 | 88.9774 | 8.9774 | 29.9826 | 0 | 58.9948 | 0
2042 | 3 | 16 | 19 | 95.5286 | 15.5286 | 32.1902 | 0 | 63.3385 | 0
2042 | 3 | 16 | 20 | 98.158 | 18.158 | 33.0762 | 0 | 65.0819 | 0
2042 | 3 | 16 | 21 | 96.0963 | 16.0963 | 32.3814 | 0 | 63.7148 | 0
2042 | 3 | 16 | 22 | 90.3653 | 10.3653 | 30.4503 | 0 | 59.915 | 0
2042 | 3 | 16 | 23 | 84.0739 | 4.0739 | 28.3303 | 0 | 55.7436 | 0
2042 | 3 | 16 | 24 | 80.0833 | 0.083332 | 26.9856 | 0 | 53.0978 | 0
2042 | 3 | 17 | 1 | 73.1554 | 0 | 24.6511 | 0 | 48.5043 | 0
2042 | 3 | 17 | 2 | 79.1986 | 0 | 26.6874 | 0 | 52.5112 | 0
2042 | 3 | 17 | 3 | 78.4809 | 0 | 26.4456 | 0 | 52.0353 | 0
2042 | 3 | 17 | 4 | 77.8442 | 0 | 26.231 | 0 | 51.6131 | 0
2042 | 3 | 17 | 5 | 78.7531 | 0 | 26.5373 | 0 | 52.2158 | 0
2042 | 3 | 17 | 6 | 81.6803 | 1.6803 | 27.5237 | 0 | 54.1566 | 0
2042 | 3 | 17 | 7 | 88.8533 | 8.8533 | 29.9408 | 0 | 58.9125 | 0
2042 | 3 | 17 | 8 | 97.6716 | 17.6716 | 32.9122 | 0 | 64.7593 | 0
2042 | 3 | 17 | 9 | 98.7078 | 18.7078 | 33.2614 | 0 | 65.4464 | 0
2042 | 3 | 17 | 10 | 93.2801 | 13.2801 | 31.4325 | 0 | 61.8476 | 0
2042 | 3 | 17 | 11 | 86.1852 | 6.1852 | 29.0417 | 0 | 57.1435 | 0
2042 | 3 | 17 | 12 | 80.8474 | 0.84736 | 27.243 | 0 | 53.6043 | 0
2042 | 3 | 17 | 13 | 62.1518 | 0 | 20.9432 | 0 | 41.2086 | 0
2042 | 3 | 17 | 14 | 58.49 | 0 | 19.7093 | 0 | 38.7807 | 0
2042 | 3 | 17 | 15 | 59.9616 | 0 | 20.2052 | 0 | 39.7564 | 0
2042 | 3 | 17 | 16 | 64.4126 | 0 | 21.705 | 0 | 42.7076 | 0
2042 | 3 | 17 | 17 | 73.1296 | 0 | 24.6424 | 0 | 48.4872 | 0
2042 | 3 | 17 | 18 | 84.7258 | 4.7258 | 28.5499 | 0 | 56.1759 | 0
2042 | 3 | 17 | 19 | 88.2658 | 8.2658 | 29.7428 | 0 | 58.523 | 0
2042 | 3 | 17 | 20 | 95.1741 | 15.1741 | 32.0707 | 0 | 63.1034 | 0
2042 | 3 | 17 | 21 | 94.672 | 14.672 | 31.9015 | 0 | 62.7705 | 0
2042 | 3 | 17 | 22 | 89.3195 | 9.3195 | 30.0979 | 0 | 59.2217 | 0
2042 | 3 | 17 | 23 | 82.9039 | 2.9039 | 27.936 | 0 | 54.9679 | 0
2042 | 3 | 17 | 24 | 77.623 | 0 | 26.1565 | 0 | 51.4665 | 0
2042 | 3 | 18 | 1 | 74.8655 | 0 | 25.2273 | 0 | 49.6382 | 0
2042 | 3 | 18 | 2 | 69.6642 | 0 | 23.4746 | 0 | 46.1895 | 0
2042 | 3 | 18 | 3 | 68.1107 | 0 | 22.9512 | 0 | 45.1595 | 0
2042 | 3 | 18 | 4 | 66.9324 | 0 | 22.5541 | 0 | 44.3783 | 0
2042 | 3 | 18 | 5 | 67.8599 | 0 | 22.8667 | 0 | 44.9933 | 0
2042 | 3 | 18 | 6 | 70.4477 | 0 | 23.7387 | 0 | 46.709 | 0
2042 | 3 | 18 | 7 | 75.1445 | 0 | 25.3213 | 0 | 49.8232 | 0
2042 | 3 | 18 | 8 | 82.615 | 2.615 | 27.8387 | 0 | 54.7764 | 0
2042 | 3 | 18 | 9 | 80.458 | 0.45798 | 27.1118 | 0 | 53.3462 | 0
2042 | 3 | 18 | 10 | 69.2366 | 0 | 23.3306 | 0 | 45.906 | 0
2042 | 3 | 18 | 11 | 58.6885 | 0 | 19.7762 | 0 | 38.9124 | 0
2042 | 3 | 18 | 12 | 53.223 | 0 | 17.9345 | 0 | 35.2885 | 0
2042 | 3 | 18 | 13 | 43.0635 | 0 | 14.511 | 0 | 28.5524 | 0
2042 | 3 | 18 | 14 | 38.4826 | 0 | 12.9674 | 0 | 25.5152 | 0
2042 | 3 | 18 | 15 | 40.3623 | 0 | 13.6008 | 0 | 26.7615 | 0
2042 | 3 | 18 | 16 | 44.3869 | 0 | 14.957 | 0 | 29.4299 | 0
2042 | 3 | 18 | 17 | 54.7724 | 0 | 18.4566 | 0 | 36.3158 | 0
2042 | 3 | 18 | 18 | 68.2216 | 0 | 22.9885 | 0 | 45.2331 | 0
2042 | 3 | 18 | 19 | 78.0822 | 0 | 26.3112 | 0 | 51.7709 | 0
2042 | 3 | 18 | 20 | 85.1903 | 5.1903 | 28.7064 | 0 | 56.4838 | 0
2042 | 3 | 18 | 21 | 84.7502 | 4.7502 | 28.5581 | 0 | 56.192 | 0
2042 | 3 | 18 | 22 | 79.4819 | 0 | 26.7829 | 0 | 52.699 | 0
2042 | 3 | 18 | 23 | 72.8422 | 0 | 24.5455 | 0 | 48.2967 | 0
2042 | 3 | 18 | 24 | 67.5212 | 0 | 22.7525 | 0 | 44.7687 | 0
2042 | 3 | 19 | 1 | 62.3001 | 0 | 20.9932 | 0 | 41.3069 | 0
2042 | 3 | 19 | 2 | 61.2071 | 0 | 20.6249 | 0 | 40.5822 | 0
2042 | 3 | 19 | 3 | 60.4323 | 0 | 20.3638 | 0 | 40.0685 | 0
2042 | 3 | 19 | 4 | 59.8312 | 0 | 20.1612 | 0 | 39.67 | 0
2042 | 3 | 19 | 5 | 61.5251 | 0 | 20.732 | 0 | 40.7931 | 0
2042 | 3 | 19 | 6 | 64.6716 | 0 | 21.7923 | 0 | 42.8793 | 0
2042 | 3 | 19 | 7 | 79.297 | 0 | 26.7206 | 0 | 52.5764 | 0
2042 | 3 | 19 | 8 | 87.6487 | 7.6487 | 29.5349 | 0 | 58.1139 | 0
2042 | 3 | 19 | 9 | 86.0951 | 6.0951 | 29.0113 | 0 | 57.0837 | 0
2042 | 3 | 19 | 10 | 76.6803 | 0 | 25.8389 | 0 | 50.8415 | 0
2042 | 3 | 19 | 11 | 66.8787 | 0 | 22.536 | 0 | 44.3427 | 0
2042 | 3 | 19 | 12 | 61.7438 | 0 | 20.8057 | 0 | 40.9381 | 0
2042 | 3 | 19 | 13 | 56.7862 | 0 | 19.1352 | 0 | 37.651 | 0
2042 | 3 | 19 | 14 | 54.5021 | 0 | 18.3655 | 0 | 36.1366 | 0
2042 | 3 | 19 | 15 | 56.1434 | 0 | 18.9186 | 0 | 37.2249 | 0
2042 | 3 | 19 | 16 | 58.5012 | 0 | 19.7131 | 0 | 38.7881 | 0
2042 | 3 | 19 | 17 | 66.0499 | 0 | 22.2567 | 0 | 43.7932 | 0
2042 | 3 | 19 | 18 | 75.9789 | 0 | 25.6025 | 0 | 50.3764 | 0
2042 | 3 | 19 | 19 | 80.7578 | 0.75784 | 27.2129 | 0 | 53.545 | 0
2042 | 3 | 19 | 20 | 82.1759 | 2.1759 | 27.6907 | 0 | 54.4852 | 0
2042 | 3 | 19 | 21 | 79.8071 | 0 | 26.8925 | 0 | 52.9146 | 0
2042 | 3 | 19 | 22 | 73.9861 | 0 | 24.931 | 0 | 49.0551 | 0
2042 | 3 | 19 | 23 | 67.1736 | 0 | 22.6354 | 0 | 44.5382 | 0
2042 | 3 | 19 | 24 | 62.1923 | 0 | 20.9568 | 0 | 41.2354 | 0
2042 | 3 | 20 | 1 | 62.2376 | 0 | 20.9721 | 0 | 41.2655 | 0
2042 | 3 | 20 | 2 | 57.098 | 0 | 19.2402 | 0 | 37.8578 | 0
2042 | 3 | 20 | 3 | 55.856 | 0 | 18.8217 | 0 | 37.0343 | 0
2042 | 3 | 20 | 4 | 55.37 | 0 | 18.658 | 0 | 36.7121 | 0
2042 | 3 | 20 | 5 | 57.1129 | 0 | 19.2453 | 0 | 37.8676 | 0
2042 | 3 | 20 | 6 | 60.4934 | 0 | 20.3844 | 0 | 40.109 | 0
2042 | 3 | 20 | 7 | 75.1377 | 0 | 25.319 | 0 | 49.8186 | 0
2042 | 3 | 20 | 8 | 84.5246 | 4.5246 | 28.4821 | 0 | 56.0424 | 0
2042 | 3 | 20 | 9 | 86.6264 | 6.6264 | 29.1904 | 0 | 57.436 | 0
2042 | 3 | 20 | 10 | 83.0616 | 3.0616 | 27.9892 | 0 | 55.0725 | 0
2042 | 3 | 20 | 11 | 77.6015 | 0 | 26.1493 | 0 | 51.4522 | 0
2042 | 3 | 20 | 12 | 72.9321 | 0 | 24.5758 | 0 | 48.3563 | 0
2042 | 3 | 20 | 13 | 64.5133 | 0 | 21.7389 | 0 | 42.7743 | 0
2042 | 3 | 20 | 14 | 62.5627 | 0 | 21.0817 | 0 | 41.481 | 0
2042 | 3 | 20 | 15 | 63.9533 | 0 | 21.5502 | 0 | 42.403 | 0
2042 | 3 | 20 | 16 | 64.574 | 0 | 21.7594 | 0 | 42.8146 | 0
2042 | 3 | 20 | 17 | 68.1064 | 0 | 22.9497 | 0 | 45.1567 | 0
2042 | 3 | 20 | 18 | 72.5451 | 0 | 24.4454 | 0 | 48.0997 | 0
2042 | 3 | 20 | 19 | 71.4673 | 0 | 24.0822 | 0 | 47.385 | 0
2042 | 3 | 20 | 20 | 74.5621 | 0 | 25.1251 | 0 | 49.437 | 0
2042 | 3 | 20 | 21 | 73.2894 | 0 | 24.6962 | 0 | 48.5932 | 0
2042 | 3 | 20 | 22 | 67.6821 | 0 | 22.8067 | 0 | 44.8753 | 0
2042 | 3 | 20 | 23 | 61.1803 | 0 | 20.6158 | 0 | 40.5645 | 0
2042 | 3 | 20 | 24 | 56.6756 | 0 | 19.0979 | 0 | 37.5777 | 0
2042 | 3 | 21 | 1 | 63.7195 | 0 | 21.4715 | 0 | 42.248 | 0
2042 | 3 | 21 | 2 | 58.7038 | 0 | 19.7814 | 0 | 38.9225 | 0
2042 | 3 | 21 | 3 | 57.6944 | 0 | 19.4412 | 0 | 38.2532 | 0
2042 | 3 | 21 | 4 | 57.4578 | 0 | 19.3615 | 0 | 38.0963 | 0
2042 | 3 | 21 | 5 | 59.4177 | 0 | 20.0219 | 0 | 39.3958 | 0
2042 | 3 | 21 | 6 | 62.8121 | 0 | 21.1657 | 0 | 41.6464 | 0
2042 | 3 | 21 | 7 | 70.1409 | 0 | 23.6353 | 0 | 46.5056 | 0
2042 | 3 | 21 | 8 | 79.0153 | 0 | 26.6257 | 0 | 52.3896 | 0
2042 | 3 | 21 | 9 | 81.3018 | 1.3018 | 27.3962 | 0 | 53.9057 | 0
2042 | 3 | 21 | 10 | 78.2373 | 0 | 26.3635 | 0 | 51.8738 | 0
2042 | 3 | 21 | 11 | 73.3694 | 0 | 24.7232 | 0 | 48.6462 | 0
2042 | 3 | 21 | 12 | 68.3063 | 0 | 23.0171 | 0 | 45.2892 | 0
2042 | 3 | 21 | 13 | 42.0353 | 0 | 14.1646 | 0 | 27.8708 | 0
2042 | 3 | 21 | 14 | 38.3006 | 0 | 12.9061 | 0 | 25.3945 | 0
2042 | 3 | 21 | 15 | 40.8674 | 0 | 13.771 | 0 | 27.0963 | 0
2042 | 3 | 21 | 16 | 44.1969 | 0 | 14.893 | 0 | 29.304 | 0
2042 | 3 | 21 | 17 | 53.1384 | 0 | 17.906 | 0 | 35.2324 | 0
2042 | 3 | 21 | 18 | 65.228 | 0 | 21.9798 | 0 | 43.2482 | 0
2042 | 3 | 21 | 19 | 72.7627 | 0 | 24.5188 | 0 | 48.244 | 0
2042 | 3 | 21 | 20 | 81.2361 | 1.2361 | 27.374 | 0 | 53.8621 | 0
2042 | 3 | 21 | 21 | 82.0106 | 2.0106 | 27.635 | 0 | 54.3756 | 0
2042 | 3 | 21 | 22 | 77.6957 | 0 | 26.181 | 0 | 51.5147 | 0
2042 | 3 | 21 | 23 | 72.1325 | 0 | 24.3064 | 0 | 47.8261 | 0
2042 | 3 | 21 | 24 | 67.6991 | 0 | 22.8125 | 0 | 44.8867 | 0
2042 | 3 | 22 | 1 | 63.8062 | 0 | 21.5007 | 0 | 42.3055 | 0
2042 | 3 | 22 | 2 | 66.1082 | 0 | 22.2764 | 0 | 43.8318 | 0
2042 | 3 | 22 | 3 | 64.8003 | 0 | 21.8357 | 0 | 42.9646 | 0
2042 | 3 | 22 | 4 | 63.9809 | 0 | 21.5596 | 0 | 42.4213 | 0
2042 | 3 | 22 | 5 | 64.9844 | 0 | 21.8977 | 0 | 43.0867 | 0
2042 | 3 | 22 | 6 | 67.529 | 0 | 22.7551 | 0 | 44.7738 | 0
2042 | 3 | 22 | 7 | 73.3407 | 0 | 24.7135 | 0 | 48.6272 | 0
2042 | 3 | 22 | 8 | 78.5926 | 0 | 26.4832 | 0 | 52.1093 | 0
2042 | 3 | 22 | 9 | 76.565 | 0 | 25.8 | 0 | 50.765 | 0
2042 | 3 | 22 | 10 | 65.9789 | 0 | 22.2328 | 0 | 43.7461 | 0
2042 | 3 | 22 | 11 | 51.9126 | 0 | 17.4929 | 0 | 34.4197 | 0
2042 | 3 | 22 | 12 | 41.5377 | 0 | 13.9969 | 0 | 27.5408 | 0
2042 | 3 | 22 | 13 | 46.0876 | 0 | 15.5301 | 0 | 30.5575 | 0
2042 | 3 | 22 | 14 | 40.9521 | 0 | 13.7996 | 0 | 27.1525 | 0
2042 | 3 | 22 | 15 | 42.4704 | 0 | 14.3112 | 0 | 28.1592 | 0
2042 | 3 | 22 | 16 | 46.3744 | 0 | 15.6267 | 0 | 30.7477 | 0
2042 | 3 | 22 | 17 | 56.6685 | 0 | 19.0955 | 0 | 37.573 | 0
2042 | 3 | 22 | 18 | 70.6892 | 0 | 23.82 | 0 | 46.8692 | 0
2042 | 3 | 22 | 19 | 87.2557 | 7.2557 | 29.4024 | 0 | 57.8532 | 0
2042 | 3 | 22 | 20 | 88.9837 | 8.9837 | 29.9847 | 0 | 58.999 | 0
2042 | 3 | 22 | 21 | 85.8886 | 5.8886 | 28.9418 | 0 | 56.9468 | 0
2042 | 3 | 22 | 22 | 79.5174 | 0 | 26.7949 | 0 | 52.7225 | 0
2042 | 3 | 22 | 23 | 73.9249 | 0 | 24.9104 | 0 | 49.0146 | 0
2042 | 3 | 22 | 24 | 69.8467 | 0 | 23.5361 | 0 | 46.3105 | 0
2042 | 3 | 23 | 1 | 62.1543 | 0 | 20.9441 | 0 | 41.2103 | 0
2042 | 3 | 23 | 2 | 61.0984 | 0 | 20.5882 | 0 | 40.5101 | 0
2042 | 3 | 23 | 3 | 60.5895 | 0 | 20.4167 | 0 | 40.1727 | 0
2042 | 3 | 23 | 4 | 60.8071 | 0 | 20.4901 | 0 | 40.3171 | 0
2042 | 3 | 23 | 5 | 62.1968 | 0 | 20.9584 | 0 | 41.2384 | 0
2042 | 3 | 23 | 6 | 64.8562 | 0 | 21.8545 | 0 | 43.0017 | 0
2042 | 3 | 23 | 7 | 69.2699 | 0 | 23.3418 | 0 | 45.9281 | 0
2042 | 3 | 23 | 8 | 74.7979 | 0 | 25.2045 | 0 | 49.5933 | 0
2042 | 3 | 23 | 9 | 74.3576 | 0 | 25.0562 | 0 | 49.3014 | 0
2042 | 3 | 23 | 10 | 69.8672 | 0 | 23.543 | 0 | 46.3241 | 0
2042 | 3 | 23 | 11 | 62.0533 | 0 | 20.91 | 0 | 41.1433 | 0
2042 | 3 | 23 | 12 | 56.3873 | 0 | 19.0008 | 0 | 37.3866 | 0
2042 | 3 | 23 | 13 | 74.8189 | 0 | 25.2116 | 0 | 49.6073 | 0
2042 | 3 | 23 | 14 | 71.9751 | 0 | 24.2533 | 0 | 47.7217 | 0
2042 | 3 | 23 | 15 | 72.6597 | 0 | 24.4841 | 0 | 48.1757 | 0
2042 | 3 | 23 | 16 | 73.7076 | 0 | 24.8372 | 0 | 48.8705 | 0
2042 | 3 | 23 | 17 | 80.2019 | 0.2019 | 27.0255 | 0 | 53.1764 | 0
2042 | 3 | 23 | 18 | 87.3864 | 7.3864 | 29.4465 | 0 | 57.9399 | 0
2042 | 3 | 23 | 19 | 87.551 | 7.551 | 29.5019 | 0 | 58.0491 | 0
2042 | 3 | 23 | 20 | 88.705 | 8.705 | 29.8908 | 0 | 58.8142 | 0
2042 | 3 | 23 | 21 | 86.2573 | 6.2573 | 29.066 | 0 | 57.1913 | 0
2042 | 3 | 23 | 22 | 80.3184 | 0.31845 | 27.0648 | 0 | 53.2537 | 0
2042 | 3 | 23 | 23 | 73.6898 | 0 | 24.8312 | 0 | 48.8587 | 0
2042 | 3 | 23 | 24 | 69.6518 | 0 | 23.4705 | 0 | 46.1813 | 0
2042 | 3 | 24 | 1 | 70.4238 | 0 | 23.7306 | 0 | 46.6932 | 0
2042 | 3 | 24 | 2 | 61.9905 | 0 | 20.8889 | 0 | 41.1017 | 0
2042 | 3 | 24 | 3 | 60.6604 | 0 | 20.4406 | 0 | 40.2197 | 0
2042 | 3 | 24 | 4 | 60.1842 | 0 | 20.2802 | 0 | 39.904 | 0
2042 | 3 | 24 | 5 | 61.8391 | 0 | 20.8378 | 0 | 41.0013 | 0
2042 | 3 | 24 | 6 | 64.8263 | 0 | 21.8444 | 0 | 42.9818 | 0
2042 | 3 | 24 | 7 | 68.498 | 0 | 23.0817 | 0 | 45.4163 | 0
2042 | 3 | 24 | 8 | 77.792 | 0 | 26.2134 | 0 | 51.5785 | 0
2042 | 3 | 24 | 9 | 80.4167 | 0.4167 | 27.0979 | 0 | 53.3188 | 0
2042 | 3 | 24 | 10 | 78.4114 | 0 | 26.4222 | 0 | 51.9892 | 0
2042 | 3 | 24 | 11 | 74.7884 | 0 | 25.2013 | 0 | 49.587 | 0
2042 | 3 | 24 | 12 | 70.8826 | 0 | 23.8852 | 0 | 46.9974 | 0
2042 | 3 | 24 | 13 | 76.0674 | 0 | 25.6323 | 0 | 50.435 | 0
2042 | 3 | 24 | 14 | 74.2867 | 0 | 25.0323 | 0 | 49.2544 | 0
2042 | 3 | 24 | 15 | 75.6823 | 0 | 25.5025 | 0 | 50.1797 | 0
2042 | 3 | 24 | 16 | 74.3236 | 0 | 25.0447 | 0 | 49.2789 | 0
2042 | 3 | 24 | 17 | 78.2201 | 0 | 26.3577 | 0 | 51.8624 | 0
2042 | 3 | 24 | 18 | 82.3097 | 2.3097 | 27.7358 | 0 | 54.5739 | 0
2042 | 3 | 24 | 19 | 91.4286 | 11.4286 | 30.8086 | 0 | 60.62 | 0
2042 | 3 | 24 | 20 | 91.891 | 11.891 | 30.9644 | 0 | 60.9266 | 0
2042 | 3 | 24 | 21 | 89.0542 | 9.0542 | 30.0085 | 0 | 59.0457 | 0
2042 | 3 | 24 | 22 | 82.8657 | 2.8657 | 27.9232 | 0 | 54.9426 | 0
2042 | 3 | 24 | 23 | 75.7851 | 0 | 25.5372 | 0 | 50.2479 | 0
2042 | 3 | 24 | 24 | 70.5838 | 0 | 23.7845 | 0 | 46.7993 | 0
2042 | 3 | 25 | 1 | 67.3818 | 0 | 22.7055 | 0 | 44.6762 | 0
2042 | 3 | 25 | 2 | 60.5617 | 0 | 20.4074 | 0 | 40.1543 | 0
2042 | 3 | 25 | 3 | 59.0365 | 0 | 19.8934 | 0 | 39.143 | 0
2042 | 3 | 25 | 4 | 58.2189 | 0 | 19.618 | 0 | 38.601 | 0
2042 | 3 | 25 | 5 | 59.5908 | 0 | 20.0802 | 0 | 39.5106 | 0
2042 | 3 | 25 | 6 | 62.2262 | 0 | 20.9683 | 0 | 41.2579 | 0
2042 | 3 | 25 | 7 | 66.3053 | 0 | 22.3428 | 0 | 43.9625 | 0
2042 | 3 | 25 | 8 | 74.8083 | 0 | 25.208 | 0 | 49.6002 | 0
2042 | 3 | 25 | 9 | 76.0317 | 0 | 25.6203 | 0 | 50.4114 | 0
2042 | 3 | 25 | 10 | 71.7461 | 0 | 24.1762 | 0 | 47.5699 | 0
2042 | 3 | 25 | 11 | 66.7185 | 0 | 22.482 | 0 | 44.2365 | 0
2042 | 3 | 25 | 12 | 63.4561 | 0 | 21.3827 | 0 | 42.0734 | 0
2042 | 3 | 25 | 13 | 67.5722 | 0 | 22.7697 | 0 | 44.8025 | 0
2042 | 3 | 25 | 14 | 65.4077 | 0 | 22.0403 | 0 | 43.3673 | 0
2042 | 3 | 25 | 15 | 67.3684 | 0 | 22.701 | 0 | 44.6674 | 0
2042 | 3 | 25 | 16 | 67.1038 | 0 | 22.6119 | 0 | 44.492 | 0
2042 | 3 | 25 | 17 | 72.5847 | 0 | 24.4588 | 0 | 48.126 | 0
2042 | 3 | 25 | 18 | 78.3217 | 0 | 26.392 | 0 | 51.9298 | 0
2042 | 3 | 25 | 19 | 86.5593 | 6.5593 | 29.1678 | 0 | 57.3915 | 0
2042 | 3 | 25 | 20 | 88.6666 | 8.6666 | 29.8779 | 0 | 58.7887 | 0
2042 | 3 | 25 | 21 | 86.5526 | 6.5526 | 29.1655 | 0 | 57.3871 | 0
2042 | 3 | 25 | 22 | 80.4065 | 0.40652 | 27.0945 | 0 | 53.3121 | 0
2042 | 3 | 25 | 23 | 73.103 | 0 | 24.6334 | 0 | 48.4696 | 0
2042 | 3 | 25 | 24 | 67.5259 | 0 | 22.7541 | 0 | 44.7718 | 0
2042 | 3 | 26 | 1 | 60.6103 | 0 | 20.4238 | 0 | 40.1865 | 0
2042 | 3 | 26 | 2 | 57.9048 | 0 | 19.5121 | 0 | 38.3927 | 0
2042 | 3 | 26 | 3 | 57.1957 | 0 | 19.2732 | 0 | 37.9226 | 0
2042 | 3 | 26 | 4 | 57.0288 | 0 | 19.2169 | 0 | 37.8119 | 0
2042 | 3 | 26 | 5 | 59.2368 | 0 | 19.9609 | 0 | 39.2759 | 0
2042 | 3 | 26 | 6 | 62.6326 | 0 | 21.1052 | 0 | 41.5274 | 0
2042 | 3 | 26 | 7 | 66.6332 | 0 | 22.4533 | 0 | 44.1799 | 0
2042 | 3 | 26 | 8 | 76.0893 | 0 | 25.6397 | 0 | 50.4496 | 0
2042 | 3 | 26 | 9 | 78.2237 | 0 | 26.3589 | 0 | 51.8647 | 0
2042 | 3 | 26 | 10 | 76.3085 | 0 | 25.7136 | 0 | 50.595 | 0
2042 | 3 | 26 | 11 | 72.3171 | 0 | 24.3686 | 0 | 47.9485 | 0
2042 | 3 | 26 | 12 | 69.7195 | 0 | 23.4933 | 0 | 46.2262 | 0
2042 | 3 | 26 | 13 | 72.3755 | 0 | 24.3883 | 0 | 47.9872 | 0
2042 | 3 | 26 | 14 | 71.1214 | 0 | 23.9657 | 0 | 47.1557 | 0
2042 | 3 | 26 | 15 | 73.0872 | 0 | 24.6281 | 0 | 48.4591 | 0
2042 | 3 | 26 | 16 | 72.854 | 0 | 24.5495 | 0 | 48.3045 | 0
2042 | 3 | 26 | 17 | 77.6625 | 0 | 26.1698 | 0 | 51.4927 | 0
2042 | 3 | 26 | 18 | 83.3363 | 3.3363 | 28.0817 | 0 | 55.2546 | 0
2042 | 3 | 26 | 19 | 87.5183 | 7.5183 | 29.4909 | 0 | 58.0274 | 0
2042 | 3 | 26 | 20 | 89.6291 | 9.6291 | 30.2022 | 0 | 59.4269 | 0
2042 | 3 | 26 | 21 | 88.2137 | 8.2137 | 29.7252 | 0 | 58.4884 | 0
2042 | 3 | 26 | 22 | 82.0994 | 2.0994 | 27.6649 | 0 | 54.4345 | 0
2042 | 3 | 26 | 23 | 74.9457 | 0 | 25.2543 | 0 | 49.6914 | 0
2042 | 3 | 26 | 24 | 69.4356 | 0 | 23.3976 | 0 | 46.038 | 0
2042 | 3 | 27 | 1 | 65.8878 | 0 | 22.2021 | 0 | 43.6857 | 0
2042 | 3 | 27 | 2 | 65.351 | 0 | 22.0212 | 0 | 43.3298 | 0
2042 | 3 | 27 | 3 | 63.9024 | 0 | 21.5331 | 0 | 42.3693 | 0
2042 | 3 | 27 | 4 | 63.4429 | 0 | 21.3783 | 0 | 42.0647 | 0
2042 | 3 | 27 | 5 | 65.1726 | 0 | 21.9611 | 0 | 43.2115 | 0
2042 | 3 | 27 | 6 | 68.0955 | 0 | 22.946 | 0 | 45.1495 | 0
2042 | 3 | 27 | 7 | 72.5821 | 0 | 24.4579 | 0 | 48.1242 | 0
2042 | 3 | 27 | 8 | 82.0893 | 2.0893 | 27.6615 | 0 | 54.4278 | 0
2042 | 3 | 27 | 9 | 84.0978 | 4.0978 | 28.3383 | 0 | 55.7595 | 0
2042 | 3 | 27 | 10 | 81.7227 | 1.7227 | 27.538 | 0 | 54.1847 | 0
2042 | 3 | 27 | 11 | 77.3656 | 0 | 26.0698 | 0 | 51.2959 | 0
2042 | 3 | 27 | 12 | 73.9888 | 0 | 24.9319 | 0 | 49.0569 | 0
2042 | 3 | 27 | 13 | 74.7268 | 0 | 25.1806 | 0 | 49.5462 | 0
2042 | 3 | 27 | 14 | 72.2752 | 0 | 24.3545 | 0 | 47.9207 | 0
2042 | 3 | 27 | 15 | 73.4677 | 0 | 24.7563 | 0 | 48.7114 | 0
2042 | 3 | 27 | 16 | 73.919 | 0 | 24.9084 | 0 | 49.0106 | 0
2042 | 3 | 27 | 17 | 77.9565 | 0 | 26.2689 | 0 | 51.6876 | 0
2042 | 3 | 27 | 18 | 83.1496 | 3.1496 | 28.0188 | 0 | 55.1308 | 0
2042 | 3 | 27 | 19 | 85.7177 | 5.7177 | 28.8842 | 0 | 56.8335 | 0
2042 | 3 | 27 | 20 | 87.4578 | 7.4578 | 29.4705 | 0 | 57.9872 | 0
2042 | 3 | 27 | 21 | 86.0281 | 6.0281 | 28.9888 | 0 | 57.0393 | 0
2042 | 3 | 27 | 22 | 79.8837 | 0 | 26.9183 | 0 | 52.9654 | 0
2042 | 3 | 27 | 23 | 72.7788 | 0 | 24.5242 | 0 | 48.2546 | 0
2042 | 3 | 27 | 24 | 67.4436 | 0 | 22.7264 | 0 | 44.7172 | 0
2042 | 3 | 28 | 1 | 67.6345 | 0 | 22.7907 | 0 | 44.8438 | 0
2042 | 3 | 28 | 2 | 66.7463 | 0 | 22.4914 | 0 | 44.2549 | 0
2042 | 3 | 28 | 3 | 66.4644 | 0 | 22.3964 | 0 | 44.068 | 0
2042 | 3 | 28 | 4 | 66.9875 | 0 | 22.5727 | 0 | 44.4148 | 0
2042 | 3 | 28 | 5 | 69.0713 | 0 | 23.2748 | 0 | 45.7964 | 0
2042 | 3 | 28 | 6 | 72.4917 | 0 | 24.4274 | 0 | 48.0643 | 0
2042 | 3 | 28 | 7 | 75.47 | 0 | 25.431 | 0 | 50.039 | 0
2042 | 3 | 28 | 8 | 85.4911 | 5.4911 | 28.8078 | 0 | 56.6833 | 0
2042 | 3 | 28 | 9 | 89.2907 | 9.2907 | 30.0882 | 0 | 59.2025 | 0
2042 | 3 | 28 | 10 | 89.0916 | 9.0916 | 30.0211 | 0 | 59.0706 | 0
2042 | 3 | 28 | 11 | 85.0969 | 5.0969 | 28.675 | 0 | 56.4219 | 0
2042 | 3 | 28 | 12 | 80.1581 | 0.15806 | 27.0107 | 0 | 53.1473 | 0
2042 | 3 | 28 | 13 | 64.8224 | 0 | 21.8431 | 0 | 42.9793 | 0
2042 | 3 | 28 | 14 | 62.0937 | 0 | 20.9236 | 0 | 41.1701 | 0
2042 | 3 | 28 | 15 | 65.1162 | 0 | 21.9421 | 0 | 43.1741 | 0
2042 | 3 | 28 | 16 | 65.4287 | 0 | 22.0474 | 0 | 43.3813 | 0
2042 | 3 | 28 | 17 | 72.1839 | 0 | 24.3237 | 0 | 47.8602 | 0
2042 | 3 | 28 | 18 | 81.0012 | 1.0012 | 27.2949 | 0 | 53.7063 | 0
2042 | 3 | 28 | 19 | 84.5927 | 4.5927 | 28.5051 | 0 | 56.0876 | 0
2042 | 3 | 28 | 20 | 90.1889 | 10.1889 | 30.3908 | 0 | 59.7981 | 0
2042 | 3 | 28 | 21 | 90.2371 | 10.2371 | 30.4071 | 0 | 59.83 | 0
2042 | 3 | 28 | 22 | 85.1662 | 5.1662 | 28.6983 | 0 | 56.4679 | 0
2042 | 3 | 28 | 23 | 78.9964 | 0 | 26.6193 | 0 | 52.3771 | 0
2042 | 3 | 28 | 24 | 74.2865 | 0 | 25.0322 | 0 | 49.2543 | 0
2042 | 3 | 29 | 1 | 77.6139 | 0 | 26.1535 | 0 | 51.4605 | 0
2042 | 3 | 29 | 2 | 78.9464 | 0 | 26.6024 | 0 | 52.3439 | 0
2042 | 3 | 29 | 3 | 77.6979 | 0 | 26.1817 | 0 | 51.5161 | 0
2042 | 3 | 29 | 4 | 77.1006 | 0 | 25.9805 | 0 | 51.1201 | 0
2042 | 3 | 29 | 5 | 78.3729 | 0 | 26.4092 | 0 | 51.9637 | 0
2042 | 3 | 29 | 6 | 80.2496 | 0.24957 | 27.0416 | 0 | 53.208 | 0
2042 | 3 | 29 | 7 | 79.0606 | 0 | 26.6409 | 0 | 52.4197 | 0
2042 | 3 | 29 | 8 | 84.6218 | 4.6218 | 28.5149 | 0 | 56.1069 | 0
2042 | 3 | 29 | 9 | 83.8159 | 3.8159 | 28.2433 | 0 | 55.5726 | 0
2042 | 3 | 29 | 10 | 80.9876 | 0.98757 | 27.2903 | 0 | 53.6973 | 0
2042 | 3 | 29 | 11 | 75.9448 | 0 | 25.591 | 0 | 50.3538 | 0
2042 | 3 | 29 | 12 | 71.0018 | 0 | 23.9254 | 0 | 47.0764 | 0
2042 | 3 | 29 | 13 | 63.1341 | 0 | 21.2742 | 0 | 41.8599 | 0
2042 | 3 | 29 | 14 | 60.4692 | 0 | 20.3762 | 0 | 40.093 | 0
2042 | 3 | 29 | 15 | 63.0458 | 0 | 21.2444 | 0 | 41.8013 | 0
2042 | 3 | 29 | 16 | 65.3369 | 0 | 22.0165 | 0 | 43.3204 | 0
2042 | 3 | 29 | 17 | 72.7521 | 0 | 24.5152 | 0 | 48.2369 | 0
2042 | 3 | 29 | 18 | 82.022 | 2.022 | 27.6388 | 0 | 54.3832 | 0
2042 | 3 | 29 | 19 | 90.3344 | 10.3344 | 30.4398 | 0 | 59.8945 | 0
2042 | 3 | 29 | 20 | 96.2767 | 16.2767 | 32.4422 | 0 | 63.8345 | 0
2042 | 3 | 29 | 21 | 95.1686 | 15.1686 | 32.0688 | 0 | 63.0998 | 0
2042 | 3 | 29 | 22 | 89.011 | 9.011 | 29.9939 | 0 | 59.0171 | 0
2042 | 3 | 29 | 23 | 82.6431 | 2.6431 | 27.8481 | 0 | 54.795 | 0
2042 | 3 | 29 | 24 | 78.089 | 0 | 26.3135 | 0 | 51.7755 | 0
2042 | 3 | 30 | 1 | 76.244 | 0 | 25.6918 | 0 | 50.5522 | 0
2042 | 3 | 30 | 2 | 76.1628 | 0 | 25.6645 | 0 | 50.4983 | 0
2042 | 3 | 30 | 3 | 75.0452 | 0 | 25.2879 | 0 | 49.7573 | 0
2042 | 3 | 30 | 4 | 74.4675 | 0 | 25.0932 | 0 | 49.3743 | 0
2042 | 3 | 30 | 5 | 75.3744 | 0 | 25.3988 | 0 | 49.9756 | 0
2042 | 3 | 30 | 6 | 77.0761 | 0 | 25.9722 | 0 | 51.1039 | 0
2042 | 3 | 30 | 7 | 80.2574 | 0.2574 | 27.0442 | 0 | 53.2132 | 0
2042 | 3 | 30 | 8 | 84.2698 | 4.2698 | 28.3963 | 0 | 55.8735 | 0
2042 | 3 | 30 | 9 | 78.1579 | 0 | 26.3367 | 0 | 51.8211 | 0
2042 | 3 | 30 | 10 | 66.5511 | 0 | 22.4256 | 0 | 44.1255 | 0
2042 | 3 | 30 | 11 | 53.0704 | 0 | 17.883 | 0 | 35.1873 | 0
2042 | 3 | 30 | 12 | 45.7329 | 0 | 15.4105 | 0 | 30.3223 | 0
2042 | 3 | 30 | 13 | 37.4126 | 0 | 12.6069 | 0 | 24.8057 | 0
2042 | 3 | 30 | 14 | 32.6559 | 0 | 11.004 | 0 | 21.6519 | 0
2042 | 3 | 30 | 15 | 33.9932 | 0 | 11.4546 | 0 | 22.5386 | 0
2042 | 3 | 30 | 16 | 39.1646 | 0 | 13.1972 | 0 | 25.9674 | 0
2042 | 3 | 30 | 17 | 54.1451 | 0 | 18.2452 | 0 | 35.8999 | 0
2042 | 3 | 30 | 18 | 72.732 | 0 | 24.5084 | 0 | 48.2236 | 0
2042 | 3 | 30 | 19 | 89.826 | 9.826 | 30.2685 | 0 | 59.5574 | 0
2042 | 3 | 30 | 20 | 98.5492 | 18.5492 | 33.208 | 0 | 65.3412 | 0
2042 | 3 | 30 | 21 | 98.7881 | 18.7881 | 33.2885 | 0 | 65.4996 | 0
2042 | 3 | 30 | 22 | 92.6979 | 12.6979 | 31.2363 | 0 | 61.4617 | 0
2042 | 3 | 30 | 23 | 86.0414 | 6.0414 | 28.9932 | 0 | 57.0482 | 0
2042 | 3 | 30 | 24 | 81.3423 | 1.3423 | 27.4098 | 0 | 53.9325 | 0
2042 | 3 | 31 | 1 | 72.0475 | 0 | 24.2777 | 0 | 47.7698 | 0
2042 | 3 | 31 | 2 | 76.2096 | 0 | 25.6802 | 0 | 50.5293 | 0
2042 | 3 | 31 | 3 | 75.2383 | 0 | 25.3529 | 0 | 49.8853 | 0
2042 | 3 | 31 | 4 | 74.8318 | 0 | 25.216 | 0 | 49.6159 | 0
2042 | 3 | 31 | 5 | 75.8785 | 0 | 25.5687 | 0 | 50.3098 | 0
2042 | 3 | 31 | 6 | 78.341 | 0 | 26.3984 | 0 | 51.9425 | 0
2042 | 3 | 31 | 7 | 79.0172 | 0 | 26.6263 | 0 | 52.3909 | 0
2042 | 3 | 31 | 8 | 88.5128 | 8.5128 | 29.826 | 0 | 58.6867 | 0
2042 | 3 | 31 | 9 | 91.2448 | 11.2448 | 30.7466 | 0 | 60.4982 | 0
2042 | 3 | 31 | 10 | 90.4254 | 10.4254 | 30.4705 | 0 | 59.9549 | 0
2042 | 3 | 31 | 11 | 86.6564 | 6.6564 | 29.2005 | 0 | 57.4559 | 0
2042 | 3 | 31 | 12 | 83.8013 | 3.8013 | 28.2384 | 0 | 55.5629 | 0
2042 | 3 | 31 | 13 | 79.989 | 0 | 26.9538 | 0 | 53.0352 | 0
2042 | 3 | 31 | 14 | 78.5663 | 0 | 26.4744 | 0 | 52.0919 | 0
2042 | 3 | 31 | 15 | 79.995 | 0 | 26.9558 | 0 | 53.0392 | 0
2042 | 3 | 31 | 16 | 79.2778 | 0 | 26.7141 | 0 | 52.5637 | 0
2042 | 3 | 31 | 17 | 84.2327 | 4.2327 | 28.3838 | 0 | 55.8489 | 0
2042 | 3 | 31 | 18 | 89.6309 | 9.6309 | 30.2028 | 0 | 59.4281 | 0
2042 | 3 | 31 | 19 | 96.1852 | 16.1852 | 32.4114 | 0 | 63.7738 | 0
2042 | 3 | 31 | 20 | 96.6141 | 16.6141 | 32.5559 | 0 | 64.0582 | 0
2042 | 3 | 31 | 21 | 94.1371 | 14.1371 | 31.7212 | 0 | 62.4159 | 0
2042 | 3 | 31 | 22 | 87.4742 | 7.4742 | 29.4761 | 0 | 57.9982 | 0
2042 | 3 | 31 | 23 | 80.169 | 0.16903 | 27.0144 | 0 | 53.1546 | 0
2042 | 3 | 31 | 24 | 74.6299 | 0 | 25.1479 | 0 | 49.4819 | 0
2042 | 4 | 1 | 1 | 72.5379 | 0 | 24.443 | 0 | 48.0949 | 0
2042 | 4 | 1 | 2 | 55.2625 | 0 | 18.6217 | 0 | 36.6408 | 0
2042 | 4 | 1 | 3 | 52.857 | 0 | 17.8111 | 0 | 35.0458 | 0
2042 | 4 | 1 | 4 | 51.6168 | 0 | 17.3932 | 0 | 34.2236 | 0
2042 | 4 | 1 | 5 | 52.4021 | 0 | 17.6579 | 0 | 34.7443 | 0
2042 | 4 | 1 | 6 | 55.3978 | 0 | 18.6673 | 0 | 36.7305 | 0
2042 | 4 | 1 | 7 | 57.3234 | 0 | 19.3162 | 0 | 38.0072 | 0
2042 | 4 | 1 | 8 | 63.9573 | 0 | 21.5516 | 0 | 42.4057 | 0
2042 | 4 | 1 | 9 | 59.8916 | 0 | 20.1816 | 0 | 39.71 | 0
2042 | 4 | 1 | 10 | 48.678 | 0 | 16.403 | 0 | 32.2751 | 0
2042 | 4 | 1 | 11 | 39.6534 | 0 | 13.3619 | 0 | 26.2914 | 0
2042 | 4 | 1 | 12 | 37.255 | 0 | 12.5538 | 0 | 24.7013 | 0
2042 | 4 | 1 | 13 | 40.4758 | 0 | 13.6391 | 0 | 26.8367 | 0
2042 | 4 | 1 | 14 | 38.7972 | 0 | 13.0734 | 0 | 25.7238 | 0
2042 | 4 | 1 | 15 | 40.4881 | 0 | 13.6432 | 0 | 26.8449 | 0
2042 | 4 | 1 | 16 | 44.6032 | 0 | 15.0299 | 0 | 29.5733 | 0
2042 | 4 | 1 | 17 | 52.4439 | 0 | 17.672 | 0 | 34.772 | 0
2042 | 4 | 1 | 18 | 60.1428 | 0 | 20.2662 | 0 | 39.8766 | 0
2042 | 4 | 1 | 19 | 71.92 | 0 | 24.2348 | 0 | 47.6852 | 0
2042 | 4 | 1 | 20 | 74.7863 | 0 | 25.2006 | 0 | 49.5857 | 0
2042 | 4 | 1 | 21 | 74.1519 | 0 | 24.9869 | 0 | 49.165 | 0
2042 | 4 | 1 | 22 | 68.1894 | 0 | 22.9777 | 0 | 45.2117 | 0
2042 | 4 | 1 | 23 | 62.5313 | 0 | 21.0711 | 0 | 41.4602 | 0
2042 | 4 | 1 | 24 | 57.6262 | 0 | 19.4182 | 0 | 38.208 | 0
2042 | 4 | 2 | 1 | 57.9395 | 0 | 19.5238 | 0 | 38.4157 | 0
2042 | 4 | 2 | 2 | 64.1424 | 0 | 21.614 | 0 | 42.5284 | 0
2042 | 4 | 2 | 3 | 63.7897 | 0 | 21.4951 | 0 | 42.2945 | 0
2042 | 4 | 2 | 4 | 63.8337 | 0 | 21.51 | 0 | 42.3238 | 0
2042 | 4 | 2 | 5 | 65.3164 | 0 | 22.0096 | 0 | 43.3068 | 0
2042 | 4 | 2 | 6 | 68.7969 | 0 | 23.1824 | 0 | 45.6145 | 0
2042 | 4 | 2 | 7 | 71.7792 | 0 | 24.1873 | 0 | 47.5919 | 0
2042 | 4 | 2 | 8 | 80.8217 | 0.82171 | 27.2344 | 0 | 53.5873 | 0
2042 | 4 | 2 | 9 | 82.2543 | 2.2543 | 27.7171 | 0 | 54.5372 | 0
2042 | 4 | 2 | 10 | 80.4749 | 0.47491 | 27.1175 | 0 | 53.3574 | 0
2042 | 4 | 2 | 11 | 77.2148 | 0 | 26.019 | 0 | 51.1959 | 0
2042 | 4 | 2 | 12 | 74.6208 | 0 | 25.1449 | 0 | 49.4759 | 0
2042 | 4 | 2 | 13 | 66.0906 | 0 | 22.2705 | 0 | 43.8202 | 0
2042 | 4 | 2 | 14 | 66.51 | 0 | 22.4118 | 0 | 44.0982 | 0
2042 | 4 | 2 | 15 | 68.5642 | 0 | 23.104 | 0 | 45.4602 | 0
2042 | 4 | 2 | 16 | 71.0494 | 0 | 23.9414 | 0 | 47.108 | 0
2042 | 4 | 2 | 17 | 76.566 | 0 | 25.8003 | 0 | 50.7657 | 0
2042 | 4 | 2 | 18 | 81.9877 | 1.9877 | 27.6273 | 0 | 54.3604 | 0
2042 | 4 | 2 | 19 | 87.6131 | 7.6131 | 29.5229 | 0 | 58.0902 | 0
2042 | 4 | 2 | 20 | 90.3801 | 10.3801 | 30.4552 | 0 | 59.9248 | 0
2042 | 4 | 2 | 21 | 90.4049 | 10.4049 | 30.4636 | 0 | 59.9413 | 0
2042 | 4 | 2 | 22 | 84.3817 | 4.3817 | 28.434 | 0 | 55.9477 | 0
2042 | 4 | 2 | 23 | 78.3002 | 0 | 26.3847 | 0 | 51.9155 | 0
2042 | 4 | 2 | 24 | 73.0105 | 0 | 24.6023 | 0 | 48.4083 | 0
2042 | 4 | 3 | 1 | 74.4259 | 0 | 25.0792 | 0 | 49.3467 | 0
2042 | 4 | 3 | 2 | 73.2271 | 0 | 24.6752 | 0 | 48.5519 | 0
2042 | 4 | 3 | 3 | 71.7962 | 0 | 24.1931 | 0 | 47.6031 | 0
2042 | 4 | 3 | 4 | 71.4715 | 0 | 24.0837 | 0 | 47.3879 | 0
2042 | 4 | 3 | 5 | 72.8225 | 0 | 24.5389 | 0 | 48.2836 | 0
2042 | 4 | 3 | 6 | 76.0617 | 0 | 25.6304 | 0 | 50.4313 | 0
2042 | 4 | 3 | 7 | 86.9824 | 6.9824 | 29.3103 | 0 | 57.6721 | 0
2042 | 4 | 3 | 8 | 94.6354 | 14.6354 | 31.8892 | 0 | 62.7463 | 0
2042 | 4 | 3 | 9 | 90.1117 | 10.1117 | 30.3648 | 0 | 59.7469 | 0
2042 | 4 | 3 | 10 | 76.3548 | 0 | 25.7292 | 0 | 50.6256 | 0
2042 | 4 | 3 | 11 | 62.7081 | 0 | 21.1307 | 0 | 41.5775 | 0
2042 | 4 | 3 | 12 | 54.0506 | 0 | 18.2134 | 0 | 35.8373 | 0
2042 | 4 | 3 | 13 | 64.696 | 0 | 21.8005 | 0 | 42.8955 | 0
2042 | 4 | 3 | 14 | 61.8357 | 0 | 20.8367 | 0 | 40.999 | 0
2042 | 4 | 3 | 15 | 62.3345 | 0 | 21.0048 | 0 | 41.3298 | 0
2042 | 4 | 3 | 16 | 67.9092 | 0 | 22.8833 | 0 | 45.0259 | 0
2042 | 4 | 3 | 17 | 74.7984 | 0 | 25.2047 | 0 | 49.5937 | 0
2042 | 4 | 3 | 18 | 83.3907 | 3.3907 | 28.1001 | 0 | 55.2907 | 0
2042 | 4 | 3 | 19 | 93.5977 | 13.5977 | 31.5395 | 0 | 62.0582 | 0
2042 | 4 | 3 | 20 | 97.0749 | 17.0749 | 32.7112 | 0 | 64.3637 | 0
2042 | 4 | 3 | 21 | 97.4354 | 17.4354 | 32.8327 | 0 | 64.6028 | 0
2042 | 4 | 3 | 22 | 91.6194 | 11.6194 | 30.8728 | 0 | 60.7465 | 0
2042 | 4 | 3 | 23 | 85.4508 | 5.4508 | 28.7942 | 0 | 56.6566 | 0
2042 | 4 | 3 | 24 | 79.7164 | 0 | 26.8619 | 0 | 52.8545 | 0
2042 | 4 | 4 | 1 | 70.0379 | 0 | 23.6006 | 0 | 46.4373 | 0
2042 | 4 | 4 | 2 | 69.4091 | 0 | 23.3887 | 0 | 46.0204 | 0
2042 | 4 | 4 | 3 | 68.4915 | 0 | 23.0795 | 0 | 45.412 | 0
2042 | 4 | 4 | 4 | 68.0828 | 0 | 22.9418 | 0 | 45.141 | 0
2042 | 4 | 4 | 5 | 67.6893 | 0 | 22.8092 | 0 | 44.8801 | 0
2042 | 4 | 4 | 6 | 68.9276 | 0 | 23.2264 | 0 | 45.7012 | 0
2042 | 4 | 4 | 7 | 71.8178 | 0 | 24.2004 | 0 | 47.6175 | 0
2042 | 4 | 4 | 8 | 78.0034 | 0 | 26.2847 | 0 | 51.7187 | 0
2042 | 4 | 4 | 9 | 80.2715 | 0.27148 | 27.049 | 0 | 53.2225 | 0
2042 | 4 | 4 | 10 | 76.7681 | 0 | 25.8684 | 0 | 50.8996 | 0
2042 | 4 | 4 | 11 | 73.0937 | 0 | 24.6303 | 0 | 48.4635 | 0
2042 | 4 | 4 | 12 | 73.0031 | 0 | 24.5997 | 0 | 48.4033 | 0
2042 | 4 | 4 | 13 | 74.5178 | 0 | 25.1102 | 0 | 49.4077 | 0
2042 | 4 | 4 | 14 | 71.8309 | 0 | 24.2048 | 0 | 47.6262 | 0
2042 | 4 | 4 | 15 | 72.5528 | 0 | 24.448 | 0 | 48.1048 | 0
2042 | 4 | 4 | 16 | 71.4356 | 0 | 24.0715 | 0 | 47.364 | 0
2042 | 4 | 4 | 17 | 75.5996 | 0 | 25.4747 | 0 | 50.1249 | 0
2042 | 4 | 4 | 18 | 83.0244 | 3.0244 | 27.9766 | 0 | 55.0478 | 0
2042 | 4 | 4 | 19 | 78.5626 | 0 | 26.4731 | 0 | 52.0894 | 0
2042 | 4 | 4 | 20 | 81.1599 | 1.1599 | 27.3483 | 0 | 53.8116 | 0
2042 | 4 | 4 | 21 | 82.3499 | 2.3499 | 27.7493 | 0 | 54.6006 | 0
2042 | 4 | 4 | 22 | 77.7806 | 0 | 26.2096 | 0 | 51.571 | 0
2042 | 4 | 4 | 23 | 75.7691 | 0 | 25.5318 | 0 | 50.2373 | 0
2042 | 4 | 4 | 24 | 72.6023 | 0 | 24.4647 | 0 | 48.1376 | 0
2042 | 4 | 5 | 1 | 68.0962 | 0 | 22.9463 | 0 | 45.1499 | 0
2042 | 4 | 5 | 2 | 72.7888 | 0 | 24.5275 | 0 | 48.2612 | 0
2042 | 4 | 5 | 3 | 71.3299 | 0 | 24.0359 | 0 | 47.294 | 0
2042 | 4 | 5 | 4 | 70.4433 | 0 | 23.7372 | 0 | 46.7061 | 0
2042 | 4 | 5 | 5 | 71.0435 | 0 | 23.9394 | 0 | 47.1041 | 0
2042 | 4 | 5 | 6 | 73.7977 | 0 | 24.8675 | 0 | 48.9302 | 0
2042 | 4 | 5 | 7 | 81.4028 | 1.4028 | 27.4302 | 0 | 53.9726 | 0
2042 | 4 | 5 | 8 | 85.2656 | 5.2656 | 28.7318 | 0 | 56.5338 | 0
2042 | 4 | 5 | 9 | 83.9201 | 3.9201 | 28.2784 | 0 | 55.6417 | 0
2042 | 4 | 5 | 10 | 80.5523 | 0.55227 | 27.1436 | 0 | 53.4087 | 0
2042 | 4 | 5 | 11 | 76.1872 | 0 | 25.6727 | 0 | 50.5145 | 0
2042 | 4 | 5 | 12 | 70.9959 | 0 | 23.9234 | 0 | 47.0725 | 0
2042 | 4 | 5 | 13 | 64.7769 | 0 | 21.8278 | 0 | 42.9491 | 0
2042 | 4 | 5 | 14 | 62.0815 | 0 | 20.9195 | 0 | 41.162 | 0
2042 | 4 | 5 | 15 | 62.3244 | 0 | 21.0014 | 0 | 41.323 | 0
2042 | 4 | 5 | 16 | 66.0306 | 0 | 22.2502 | 0 | 43.7804 | 0
2042 | 4 | 5 | 17 | 73.5043 | 0 | 24.7686 | 0 | 48.7356 | 0
2042 | 4 | 5 | 18 | 81.3273 | 1.3273 | 27.4047 | 0 | 53.9225 | 0
2042 | 4 | 5 | 19 | 90.8441 | 10.8441 | 30.6116 | 0 | 60.2325 | 0
2042 | 4 | 5 | 20 | 92.1623 | 12.1623 | 31.0558 | 0 | 61.1065 | 0
2042 | 4 | 5 | 21 | 90.6589 | 10.6589 | 30.5492 | 0 | 60.1097 | 0
2042 | 4 | 5 | 22 | 84.2858 | 4.2858 | 28.4017 | 0 | 55.8841 | 0
2042 | 4 | 5 | 23 | 79.2823 | 0 | 26.7156 | 0 | 52.5667 | 0
2042 | 4 | 5 | 24 | 75.236 | 0 | 25.3522 | 0 | 49.8838 | 0
2042 | 4 | 6 | 1 | 65.7113 | 0 | 22.1426 | 0 | 43.5686 | 0
2042 | 4 | 6 | 2 | 64.1112 | 0 | 21.6035 | 0 | 42.5077 | 0
2042 | 4 | 6 | 3 | 60.6962 | 0 | 20.4527 | 0 | 40.2435 | 0
2042 | 4 | 6 | 4 | 59.8962 | 0 | 20.1831 | 0 | 39.7131 | 0
2042 | 4 | 6 | 5 | 62.9047 | 0 | 21.1969 | 0 | 41.7078 | 0
2042 | 4 | 6 | 6 | 64.4327 | 0 | 21.7118 | 0 | 42.7209 | 0
2042 | 4 | 6 | 7 | 67.9628 | 0 | 22.9013 | 0 | 45.0614 | 0
2042 | 4 | 6 | 8 | 70.5696 | 0 | 23.7797 | 0 | 46.7899 | 0
2042 | 4 | 6 | 9 | 70.4989 | 0 | 23.7559 | 0 | 46.743 | 0
2042 | 4 | 6 | 10 | 66.1938 | 0 | 22.3052 | 0 | 43.8886 | 0
2042 | 4 | 6 | 11 | 61.2159 | 0 | 20.6278 | 0 | 40.5881 | 0
2042 | 4 | 6 | 12 | 60.6974 | 0 | 20.4531 | 0 | 40.2443 | 0
2042 | 4 | 6 | 13 | 45.0179 | 0 | 15.1696 | 0 | 29.8483 | 0
2042 | 4 | 6 | 14 | 41.7781 | 0 | 14.0779 | 0 | 27.7002 | 0
2042 | 4 | 6 | 15 | 42.9659 | 0 | 14.4782 | 0 | 28.4878 | 0
2042 | 4 | 6 | 16 | 49.5858 | 0 | 16.7088 | 0 | 32.8769 | 0
2042 | 4 | 6 | 17 | 55.5529 | 0 | 18.7196 | 0 | 36.8333 | 0
2042 | 4 | 6 | 18 | 67.4892 | 0 | 22.7418 | 0 | 44.7475 | 0
2042 | 4 | 6 | 19 | 68.3734 | 0 | 23.0397 | 0 | 45.3337 | 0
2042 | 4 | 6 | 20 | 76.2006 | 0 | 25.6772 | 0 | 50.5234 | 0
2042 | 4 | 6 | 21 | 78.0827 | 0 | 26.3114 | 0 | 51.7713 | 0
2042 | 4 | 6 | 22 | 73.8601 | 0 | 24.8885 | 0 | 48.9715 | 0
2042 | 4 | 6 | 23 | 70.5624 | 0 | 23.7773 | 0 | 46.7851 | 0
2042 | 4 | 6 | 24 | 68.786 | 0 | 23.1787 | 0 | 45.6073 | 0
2042 | 4 | 7 | 1 | 66.8115 | 0 | 22.5134 | 0 | 44.2981 | 0
2042 | 4 | 7 | 2 | 61.096 | 0 | 20.5874 | 0 | 40.5085 | 0
2042 | 4 | 7 | 3 | 61.0806 | 0 | 20.5822 | 0 | 40.4984 | 0
2042 | 4 | 7 | 4 | 61.5525 | 0 | 20.7413 | 0 | 40.8113 | 0
2042 | 4 | 7 | 5 | 63.4655 | 0 | 21.3859 | 0 | 42.0796 | 0
2042 | 4 | 7 | 6 | 65.3465 | 0 | 22.0197 | 0 | 43.3268 | 0
2042 | 4 | 7 | 7 | 69.1257 | 0 | 23.2932 | 0 | 45.8325 | 0
2042 | 4 | 7 | 8 | 73.0704 | 0 | 24.6224 | 0 | 48.448 | 0
2042 | 4 | 7 | 9 | 71.6705 | 0 | 24.1507 | 0 | 47.5198 | 0
2042 | 4 | 7 | 10 | 65.7951 | 0 | 22.1709 | 0 | 43.6242 | 0
2042 | 4 | 7 | 11 | 57.8747 | 0 | 19.502 | 0 | 38.3728 | 0
2042 | 4 | 7 | 12 | 55.4933 | 0 | 18.6995 | 0 | 36.7938 | 0
2042 | 4 | 7 | 13 | 52.4715 | 0 | 17.6812 | 0 | 34.7903 | 0
2042 | 4 | 7 | 14 | 55.7013 | 0 | 18.7696 | 0 | 36.9317 | 0
2042 | 4 | 7 | 15 | 57.027 | 0 | 19.2163 | 0 | 37.8107 | 0
2042 | 4 | 7 | 16 | 61.5789 | 0 | 20.7502 | 0 | 40.8287 | 0
2042 | 4 | 7 | 17 | 71.5887 | 0 | 24.1232 | 0 | 47.4656 | 0
2042 | 4 | 7 | 18 | 79.6758 | 0 | 26.8483 | 0 | 52.8276 | 0
2042 | 4 | 7 | 19 | 84.2024 | 4.2024 | 28.3736 | 0 | 55.8289 | 0
2042 | 4 | 7 | 20 | 84.1601 | 4.1601 | 28.3593 | 0 | 55.8008 | 0
2042 | 4 | 7 | 21 | 82.4572 | 2.4572 | 27.7855 | 0 | 54.6717 | 0
2042 | 4 | 7 | 22 | 76.7421 | 0 | 25.8597 | 0 | 50.8824 | 0
2042 | 4 | 7 | 23 | 69.5261 | 0 | 23.4281 | 0 | 46.098 | 0
2042 | 4 | 7 | 24 | 65.5775 | 0 | 22.0976 | 0 | 43.4799 | 0
2042 | 4 | 8 | 1 | 65.803 | 0 | 22.1736 | 0 | 43.6295 | 0
2042 | 4 | 8 | 2 | 63.1152 | 0 | 21.2678 | 0 | 41.8473 | 0
2042 | 4 | 8 | 3 | 61.9096 | 0 | 20.8616 | 0 | 41.048 | 0
2042 | 4 | 8 | 4 | 61.4387 | 0 | 20.7029 | 0 | 40.7358 | 0
2042 | 4 | 8 | 5 | 62.6301 | 0 | 21.1044 | 0 | 41.5257 | 0
2042 | 4 | 8 | 6 | 65.6272 | 0 | 22.1143 | 0 | 43.5129 | 0
2042 | 4 | 8 | 7 | 73.8643 | 0 | 24.89 | 0 | 48.9744 | 0
2042 | 4 | 8 | 8 | 80.6514 | 0.65139 | 27.177 | 0 | 53.4744 | 0
2042 | 4 | 8 | 9 | 78.3216 | 0 | 26.3919 | 0 | 51.9297 | 0
2042 | 4 | 8 | 10 | 69.5475 | 0 | 23.4353 | 0 | 46.1122 | 0
2042 | 4 | 8 | 11 | 61.3387 | 0 | 20.6692 | 0 | 40.6695 | 0
2042 | 4 | 8 | 12 | 55.4903 | 0 | 18.6985 | 0 | 36.7918 | 0
2042 | 4 | 8 | 13 | 52.6095 | 0 | 17.7277 | 0 | 34.8818 | 0
2042 | 4 | 8 | 14 | 51.0666 | 0 | 17.2078 | 0 | 33.8588 | 0
2042 | 4 | 8 | 15 | 53.4293 | 0 | 18.004 | 0 | 35.4253 | 0
2042 | 4 | 8 | 16 | 58.2099 | 0 | 19.6149 | 0 | 38.595 | 0
2042 | 4 | 8 | 17 | 66.4885 | 0 | 22.4045 | 0 | 44.084 | 0
2042 | 4 | 8 | 18 | 75.7825 | 0 | 25.5363 | 0 | 50.2462 | 0
2042 | 4 | 8 | 19 | 82.1624 | 2.1624 | 27.6861 | 0 | 54.4762 | 0
2042 | 4 | 8 | 20 | 86.1984 | 6.1984 | 29.0462 | 0 | 57.1523 | 0
2042 | 4 | 8 | 21 | 86.8546 | 6.8546 | 29.2673 | 0 | 57.5873 | 0
2042 | 4 | 8 | 22 | 81.3424 | 1.3424 | 27.4098 | 0 | 53.9326 | 0
2042 | 4 | 8 | 23 | 74.8454 | 0 | 25.2205 | 0 | 49.6249 | 0
2042 | 4 | 8 | 24 | 69.278 | 0 | 23.3445 | 0 | 45.9335 | 0
2042 | 4 | 9 | 1 | 63.8383 | 0 | 21.5115 | 0 | 42.3268 | 0
2042 | 4 | 9 | 2 | 62.3923 | 0 | 21.0242 | 0 | 41.3681 | 0
2042 | 4 | 9 | 3 | 61.643 | 0 | 20.7718 | 0 | 40.8713 | 0
2042 | 4 | 9 | 4 | 61.6335 | 0 | 20.7686 | 0 | 40.865 | 0
2042 | 4 | 9 | 5 | 63.5558 | 0 | 21.4163 | 0 | 42.1395 | 0
2042 | 4 | 9 | 6 | 66.9926 | 0 | 22.5744 | 0 | 44.4182 | 0
2042 | 4 | 9 | 7 | 72.7259 | 0 | 24.5064 | 0 | 48.2196 | 0
2042 | 4 | 9 | 8 | 80.0627 | 0.0627 | 26.9786 | 0 | 53.0841 | 0
2042 | 4 | 9 | 9 | 78.974 | 0 | 26.6118 | 0 | 52.3623 | 0
2042 | 4 | 9 | 10 | 72.1852 | 0 | 24.3241 | 0 | 47.8611 | 0
2042 | 4 | 9 | 11 | 65.2489 | 0 | 21.9868 | 0 | 43.2621 | 0
2042 | 4 | 9 | 12 | 59.0834 | 0 | 19.9092 | 0 | 39.1741 | 0
2042 | 4 | 9 | 13 | 47.5211 | 0 | 16.0131 | 0 | 31.508 | 0
2042 | 4 | 9 | 14 | 45.892 | 0 | 15.4642 | 0 | 30.4279 | 0
2042 | 4 | 9 | 15 | 47.8931 | 0 | 16.1385 | 0 | 31.7546 | 0
2042 | 4 | 9 | 16 | 52.1747 | 0 | 17.5812 | 0 | 34.5935 | 0
2042 | 4 | 9 | 17 | 60.5273 | 0 | 20.3958 | 0 | 40.1315 | 0
2042 | 4 | 9 | 18 | 71.0161 | 0 | 23.9302 | 0 | 47.0859 | 0
2042 | 4 | 9 | 19 | 75.4294 | 0 | 25.4173 | 0 | 50.0121 | 0
2042 | 4 | 9 | 20 | 82.994 | 2.994 | 27.9664 | 0 | 55.0277 | 0
2042 | 4 | 9 | 21 | 85.5509 | 5.5509 | 28.828 | 0 | 56.7229 | 0
2042 | 4 | 9 | 22 | 80.6399 | 0.63989 | 27.1731 | 0 | 53.4668 | 0
2042 | 4 | 9 | 23 | 74.3784 | 0 | 25.0632 | 0 | 49.3152 | 0
2042 | 4 | 9 | 24 | 69.0652 | 0 | 23.2728 | 0 | 45.7924 | 0
2042 | 4 | 10 | 1 | 65.653 | 0 | 22.123 | 0 | 43.53 | 0
2042 | 4 | 10 | 2 | 63.9377 | 0 | 21.545 | 0 | 42.3927 | 0
2042 | 4 | 10 | 3 | 62.9202 | 0 | 21.2021 | 0 | 41.7181 | 0
2042 | 4 | 10 | 4 | 62.9991 | 0 | 21.2287 | 0 | 41.7704 | 0
2042 | 4 | 10 | 5 | 64.5138 | 0 | 21.7391 | 0 | 42.7747 | 0
2042 | 4 | 10 | 6 | 67.831 | 0 | 22.8569 | 0 | 44.9741 | 0
2042 | 4 | 10 | 7 | 73.9634 | 0 | 24.9233 | 0 | 49.0401 | 0
2042 | 4 | 10 | 8 | 81.7008 | 1.7008 | 27.5306 | 0 | 54.1702 | 0
2042 | 4 | 10 | 9 | 82.6934 | 2.6934 | 27.8651 | 0 | 54.8283 | 0
2042 | 4 | 10 | 10 | 78.7303 | 0 | 26.5296 | 0 | 52.2006 | 0
2042 | 4 | 10 | 11 | 74.0398 | 0 | 24.9491 | 0 | 49.0907 | 0
2042 | 4 | 10 | 12 | 68.1286 | 0 | 22.9572 | 0 | 45.1714 | 0
2042 | 4 | 10 | 13 | 64.4782 | 0 | 21.7271 | 0 | 42.751 | 0
2042 | 4 | 10 | 14 | 63.0309 | 0 | 21.2394 | 0 | 41.7915 | 0
2042 | 4 | 10 | 15 | 64.16 | 0 | 21.6199 | 0 | 42.5401 | 0
2042 | 4 | 10 | 16 | 67.0145 | 0 | 22.5818 | 0 | 44.4327 | 0
2042 | 4 | 10 | 17 | 72.4284 | 0 | 24.4061 | 0 | 48.0223 | 0
2042 | 4 | 10 | 18 | 79.3383 | 0 | 26.7345 | 0 | 52.6038 | 0
2042 | 4 | 10 | 19 | 88.4239 | 8.4239 | 29.7961 | 0 | 58.6278 | 0
2042 | 4 | 10 | 20 | 91.3421 | 11.3421 | 30.7794 | 0 | 60.5627 | 0
2042 | 4 | 10 | 21 | 91.8286 | 11.8286 | 30.9433 | 0 | 60.8852 | 0
2042 | 4 | 10 | 22 | 86.3097 | 6.3097 | 29.0836 | 0 | 57.226 | 0
2042 | 4 | 10 | 23 | 79.5543 | 0 | 26.8073 | 0 | 52.747 | 0
2042 | 4 | 10 | 24 | 74.0389 | 0 | 24.9488 | 0 | 49.0901 | 0
2042 | 4 | 11 | 1 | 67.2512 | 0 | 22.6615 | 0 | 44.5897 | 0
2042 | 4 | 11 | 2 | 71.1874 | 0 | 23.9879 | 0 | 47.1995 | 0
2042 | 4 | 11 | 3 | 70.212 | 0 | 23.6592 | 0 | 46.5528 | 0
2042 | 4 | 11 | 4 | 70.1869 | 0 | 23.6508 | 0 | 46.5361 | 0
2042 | 4 | 11 | 5 | 71.4001 | 0 | 24.0596 | 0 | 47.3405 | 0
2042 | 4 | 11 | 6 | 74.4713 | 0 | 25.0945 | 0 | 49.3768 | 0
2042 | 4 | 11 | 7 | 74.4965 | 0 | 25.103 | 0 | 49.3935 | 0
2042 | 4 | 11 | 8 | 81.1275 | 1.1275 | 27.3374 | 0 | 53.7901 | 0
2042 | 4 | 11 | 9 | 81.1059 | 1.1059 | 27.3302 | 0 | 53.7758 | 0
2042 | 4 | 11 | 10 | 76.2258 | 0 | 25.6857 | 0 | 50.5401 | 0
2042 | 4 | 11 | 11 | 71.1146 | 0 | 23.9634 | 0 | 47.1512 | 0
2042 | 4 | 11 | 12 | 65.5162 | 0 | 22.0769 | 0 | 43.4393 | 0
2042 | 4 | 11 | 13 | 60.8066 | 0 | 20.4899 | 0 | 40.3167 | 0
2042 | 4 | 11 | 14 | 59.2654 | 0 | 19.9706 | 0 | 39.2948 | 0
2042 | 4 | 11 | 15 | 61.1821 | 0 | 20.6165 | 0 | 40.5657 | 0
2042 | 4 | 11 | 16 | 63.8992 | 0 | 21.532 | 0 | 42.3672 | 0
2042 | 4 | 11 | 17 | 69.8986 | 0 | 23.5536 | 0 | 46.3449 | 0
2042 | 4 | 11 | 18 | 77.4002 | 0 | 26.0814 | 0 | 51.3187 | 0
2042 | 4 | 11 | 19 | 78.4934 | 0 | 26.4498 | 0 | 52.0436 | 0
2042 | 4 | 11 | 20 | 87.1545 | 7.1545 | 29.3683 | 0 | 57.7862 | 0
2042 | 4 | 11 | 21 | 89.9056 | 9.9056 | 30.2953 | 0 | 59.6102 | 0
2042 | 4 | 11 | 22 | 85.8744 | 5.8744 | 28.937 | 0 | 56.9374 | 0
2042 | 4 | 11 | 23 | 80.4121 | 0.41208 | 27.0963 | 0 | 53.3157 | 0
2042 | 4 | 11 | 24 | 75.5144 | 0 | 25.446 | 0 | 50.0684 | 0
2042 | 4 | 12 | 1 | 69.2366 | 0 | 23.3306 | 0 | 45.906 | 0
2042 | 4 | 12 | 2 | 73.4731 | 0 | 24.7581 | 0 | 48.715 | 0
2042 | 4 | 12 | 3 | 71.7392 | 0 | 24.1739 | 0 | 47.5654 | 0
2042 | 4 | 12 | 4 | 70.6461 | 0 | 23.8055 | 0 | 46.8406 | 0
2042 | 4 | 12 | 5 | 70.8777 | 0 | 23.8835 | 0 | 46.9941 | 0
2042 | 4 | 12 | 6 | 73.324 | 0 | 24.7079 | 0 | 48.6161 | 0
2042 | 4 | 12 | 7 | 66.9431 | 0 | 22.5577 | 0 | 44.3854 | 0
2042 | 4 | 12 | 8 | 70.1458 | 0 | 23.6369 | 0 | 46.5088 | 0
2042 | 4 | 12 | 9 | 71.6647 | 0 | 24.1488 | 0 | 47.516 | 0
2042 | 4 | 12 | 10 | 71.5044 | 0 | 24.0948 | 0 | 47.4097 | 0
2042 | 4 | 12 | 11 | 69.0669 | 0 | 23.2734 | 0 | 45.7935 | 0
2042 | 4 | 12 | 12 | 63.5902 | 0 | 21.4279 | 0 | 42.1623 | 0
2042 | 4 | 12 | 13 | 49.6077 | 0 | 16.7163 | 0 | 32.8915 | 0
2042 | 4 | 12 | 14 | 46.4319 | 0 | 15.6461 | 0 | 30.7858 | 0
2042 | 4 | 12 | 15 | 47.482 | 0 | 15.9999 | 0 | 31.482 | 0
2042 | 4 | 12 | 16 | 50.7266 | 0 | 17.0933 | 0 | 33.6333 | 0
2042 | 4 | 12 | 17 | 58.9923 | 0 | 19.8786 | 0 | 39.1138 | 0
2042 | 4 | 12 | 18 | 69.4716 | 0 | 23.4098 | 0 | 46.0619 | 0
2042 | 4 | 12 | 19 | 80.1922 | 0.19218 | 27.0222 | 0 | 53.1699 | 0
2042 | 4 | 12 | 20 | 78.9575 | 0 | 26.6062 | 0 | 52.3513 | 0
2042 | 4 | 12 | 21 | 76.9322 | 0 | 25.9237 | 0 | 51.0084 | 0
2042 | 4 | 12 | 22 | 70.8755 | 0 | 23.8828 | 0 | 46.9927 | 0
2042 | 4 | 12 | 23 | 65.7975 | 0 | 22.1717 | 0 | 43.6258 | 0
2042 | 4 | 12 | 24 | 62.482 | 0 | 21.0545 | 0 | 41.4276 | 0
2042 | 4 | 13 | 1 | 63.2546 | 0 | 21.3148 | 0 | 41.9398 | 0
2042 | 4 | 13 | 2 | 61.519 | 0 | 20.73 | 0 | 40.789 | 0
2042 | 4 | 13 | 3 | 60.0016 | 0 | 20.2186 | 0 | 39.7829 | 0
2042 | 4 | 13 | 4 | 59.236 | 0 | 19.9607 | 0 | 39.2753 | 0
2042 | 4 | 13 | 5 | 59.498 | 0 | 20.049 | 0 | 39.449 | 0
2042 | 4 | 13 | 6 | 62.2437 | 0 | 20.9742 | 0 | 41.2695 | 0
2042 | 4 | 13 | 7 | 72.1051 | 0 | 24.2972 | 0 | 47.808 | 0
2042 | 4 | 13 | 8 | 73.6458 | 0 | 24.8163 | 0 | 48.8295 | 0
2042 | 4 | 13 | 9 | 67.3501 | 0 | 22.6949 | 0 | 44.6552 | 0
2042 | 4 | 13 | 10 | 53.5382 | 0 | 18.0407 | 0 | 35.4975 | 0
2042 | 4 | 13 | 11 | 38.7708 | 0 | 13.0645 | 0 | 25.7063 | 0
2042 | 4 | 13 | 12 | 29.7244 | 0 | 10.0162 | 0 | 19.7082 | 0
2042 | 4 | 13 | 13 | 28.7632 | 0 | 9.6923 | 0 | 19.0709 | 0
2042 | 4 | 13 | 14 | 24.4868 | 0 | 8.2513 | 0 | 16.2355 | 0
2042 | 4 | 13 | 15 | 25.434 | 0 | 8.5705 | 0 | 16.8635 | 0
2042 | 4 | 13 | 16 | 32.127 | 0 | 10.8258 | 0 | 21.3012 | 0
2042 | 4 | 13 | 17 | 45.4495 | 0 | 15.3151 | 0 | 30.1344 | 0
2042 | 4 | 13 | 18 | 62.5187 | 0 | 21.0668 | 0 | 41.4518 | 0
2042 | 4 | 13 | 19 | 73.7555 | 0 | 24.8533 | 0 | 48.9022 | 0
2042 | 4 | 13 | 20 | 81.3861 | 1.3861 | 27.4246 | 0 | 53.9616 | 0
2042 | 4 | 13 | 21 | 84.0703 | 4.0703 | 28.329 | 0 | 55.7412 | 0
2042 | 4 | 13 | 22 | 79.3618 | 0 | 26.7424 | 0 | 52.6194 | 0
2042 | 4 | 13 | 23 | 74.0051 | 0 | 24.9374 | 0 | 49.0677 | 0
2042 | 4 | 13 | 24 | 70.0362 | 0 | 23.6 | 0 | 46.4362 | 0
2042 | 4 | 14 | 1 | 61.4816 | 0 | 20.7174 | 0 | 40.7642 | 0
2042 | 4 | 14 | 2 | 60.8331 | 0 | 20.4988 | 0 | 40.3342 | 0
2042 | 4 | 14 | 3 | 60.0239 | 0 | 20.2262 | 0 | 39.7977 | 0
2042 | 4 | 14 | 4 | 59.7803 | 0 | 20.1441 | 0 | 39.6362 | 0
2042 | 4 | 14 | 5 | 61.1492 | 0 | 20.6054 | 0 | 40.5439 | 0
2042 | 4 | 14 | 6 | 64.4701 | 0 | 21.7244 | 0 | 42.7457 | 0
2042 | 4 | 14 | 7 | 65.1122 | 0 | 21.9408 | 0 | 43.1715 | 0
2042 | 4 | 14 | 8 | 71.349 | 0 | 24.0424 | 0 | 47.3067 | 0
2042 | 4 | 14 | 9 | 70.8868 | 0 | 23.8866 | 0 | 47.0002 | 0
2042 | 4 | 14 | 10 | 66.2691 | 0 | 22.3306 | 0 | 43.9385 | 0
2042 | 4 | 14 | 11 | 62.5422 | 0 | 21.0747 | 0 | 41.4674 | 0
2042 | 4 | 14 | 12 | 57.9443 | 0 | 19.5254 | 0 | 38.4189 | 0
2042 | 4 | 14 | 13 | 48.179 | 0 | 16.2348 | 0 | 31.9442 | 0
2042 | 4 | 14 | 14 | 46.1412 | 0 | 15.5481 | 0 | 30.5931 | 0
2042 | 4 | 14 | 15 | 47.0936 | 0 | 15.8691 | 0 | 31.2245 | 0
2042 | 4 | 14 | 16 | 50.1158 | 0 | 16.8875 | 0 | 33.2284 | 0
2042 | 4 | 14 | 17 | 56.6194 | 0 | 19.079 | 0 | 37.5405 | 0
2042 | 4 | 14 | 18 | 63.8167 | 0 | 21.5042 | 0 | 42.3125 | 0
2042 | 4 | 14 | 19 | 81.1682 | 1.1682 | 27.3511 | 0 | 53.8171 | 0
2042 | 4 | 14 | 20 | 82.1725 | 2.1725 | 27.6895 | 0 | 54.4829 | 0
2042 | 4 | 14 | 21 | 82.2902 | 2.2902 | 27.7292 | 0 | 54.561 | 0
2042 | 4 | 14 | 22 | 76.848 | 0 | 25.8954 | 0 | 50.9526 | 0
2042 | 4 | 14 | 23 | 70.3599 | 0 | 23.7091 | 0 | 46.6508 | 0
2042 | 4 | 14 | 24 | 65.7716 | 0 | 22.163 | 0 | 43.6086 | 0
2042 | 4 | 15 | 1 | 60.358 | 0 | 20.3387 | 0 | 40.0192 | 0
2042 | 4 | 15 | 2 | 53.6552 | 0 | 18.0801 | 0 | 35.5751 | 0
2042 | 4 | 15 | 3 | 52.7108 | 0 | 17.7619 | 0 | 34.9489 | 0
2042 | 4 | 15 | 4 | 52.7834 | 0 | 17.7863 | 0 | 34.997 | 0
2042 | 4 | 15 | 5 | 54.749 | 0 | 18.4487 | 0 | 36.3003 | 0
2042 | 4 | 15 | 6 | 58.2038 | 0 | 19.6128 | 0 | 38.5909 | 0
2042 | 4 | 15 | 7 | 57.9836 | 0 | 19.5387 | 0 | 38.445 | 0
2042 | 4 | 15 | 8 | 64.4951 | 0 | 21.7328 | 0 | 42.7623 | 0
2042 | 4 | 15 | 9 | 65.8588 | 0 | 22.1923 | 0 | 43.6664 | 0
2042 | 4 | 15 | 10 | 64.5293 | 0 | 21.7444 | 0 | 42.785 | 0
2042 | 4 | 15 | 11 | 63.979 | 0 | 21.5589 | 0 | 42.4201 | 0
2042 | 4 | 15 | 12 | 61.649 | 0 | 20.7738 | 0 | 40.8752 | 0
2042 | 4 | 15 | 13 | 20.2325 | 0 | 6.8177 | 0 | 13.4148 | 0
2042 | 4 | 15 | 14 | 16.9885 | 0 | 5.7246 | 0 | 11.2639 | 0
2042 | 4 | 15 | 15 | 20.635 | 0 | 6.9534 | 0 | 13.6817 | 0
2042 | 4 | 15 | 16 | 27.0444 | 0 | 9.1131 | 0 | 17.9313 | 0
2042 | 4 | 15 | 17 | 39.4736 | 0 | 13.3014 | 0 | 26.1722 | 0
2042 | 4 | 15 | 18 | 55.3187 | 0 | 18.6407 | 0 | 36.678 | 0
2042 | 4 | 15 | 19 | 63.3431 | 0 | 21.3446 | 0 | 41.9985 | 0
2042 | 4 | 15 | 20 | 72.4879 | 0 | 24.4261 | 0 | 48.0617 | 0
2042 | 4 | 15 | 21 | 76.1444 | 0 | 25.6583 | 0 | 50.4862 | 0
2042 | 4 | 15 | 22 | 71.9334 | 0 | 24.2393 | 0 | 47.6941 | 0
2042 | 4 | 15 | 23 | 65.6751 | 0 | 22.1304 | 0 | 43.5447 | 0
2042 | 4 | 15 | 24 | 60.9077 | 0 | 20.524 | 0 | 40.3837 | 0
2042 | 4 | 16 | 1 | 61.1068 | 0 | 20.5911 | 0 | 40.5157 | 0
2042 | 4 | 16 | 2 | 56.7701 | 0 | 19.1297 | 0 | 37.6403 | 0
2042 | 4 | 16 | 3 | 55.8834 | 0 | 18.8309 | 0 | 37.0524 | 0
2042 | 4 | 16 | 4 | 55.9314 | 0 | 18.8471 | 0 | 37.0843 | 0
2042 | 4 | 16 | 5 | 58.0818 | 0 | 19.5717 | 0 | 38.5101 | 0
2042 | 4 | 16 | 6 | 61.7889 | 0 | 20.8209 | 0 | 40.968 | 0
2042 | 4 | 16 | 7 | 63.5114 | 0 | 21.4013 | 0 | 42.11 | 0
2042 | 4 | 16 | 8 | 69.3814 | 0 | 23.3794 | 0 | 46.0021 | 0
2042 | 4 | 16 | 9 | 66.2887 | 0 | 22.3372 | 0 | 43.9515 | 0
2042 | 4 | 16 | 10 | 56.318 | 0 | 18.9774 | 0 | 37.3406 | 0
2042 | 4 | 16 | 11 | 48.0702 | 0 | 16.1981 | 0 | 31.872 | 0
2042 | 4 | 16 | 12 | 42.09 | 0 | 14.183 | 0 | 27.907 | 0
2042 | 4 | 16 | 13 | 59.7655 | 0 | 20.1391 | 0 | 39.6264 | 0
2042 | 4 | 16 | 14 | 59.1599 | 0 | 19.935 | 0 | 39.2249 | 0
2042 | 4 | 16 | 15 | 60.3372 | 0 | 20.3317 | 0 | 40.0055 | 0
2042 | 4 | 16 | 16 | 60.6045 | 0 | 20.4218 | 0 | 40.1827 | 0
2042 | 4 | 16 | 17 | 65.5553 | 0 | 22.0901 | 0 | 43.4652 | 0
2042 | 4 | 16 | 18 | 71.9531 | 0 | 24.2459 | 0 | 47.7072 | 0
2042 | 4 | 16 | 19 | 87.6221 | 7.6221 | 29.5259 | 0 | 58.0962 | 0
2042 | 4 | 16 | 20 | 86.4653 | 6.4653 | 29.1361 | 0 | 57.3292 | 0
2042 | 4 | 16 | 21 | 85.2457 | 5.2457 | 28.7251 | 0 | 56.5206 | 0
2042 | 4 | 16 | 22 | 80.0082 | 0.0081925 | 26.9602 | 0 | 53.0479 | 0
2042 | 4 | 16 | 23 | 72.9579 | 0 | 24.5845 | 0 | 48.3734 | 0
2042 | 4 | 16 | 24 | 67.3858 | 0 | 22.7069 | 0 | 44.6789 | 0
2042 | 4 | 17 | 1 | 60.2353 | 0 | 20.2974 | 0 | 39.9379 | 0
2042 | 4 | 17 | 2 | 64.6603 | 0 | 21.7885 | 0 | 42.8718 | 0
2042 | 4 | 17 | 3 | 64.2248 | 0 | 21.6417 | 0 | 42.583 | 0
2042 | 4 | 17 | 4 | 64.5747 | 0 | 21.7596 | 0 | 42.8151 | 0
2042 | 4 | 17 | 5 | 66.0903 | 0 | 22.2704 | 0 | 43.82 | 0
2042 | 4 | 17 | 6 | 69.5188 | 0 | 23.4257 | 0 | 46.0932 | 0
2042 | 4 | 17 | 7 | 79.728 | 0 | 26.8658 | 0 | 52.8622 | 0
2042 | 4 | 17 | 8 | 86.1447 | 6.1447 | 29.0281 | 0 | 57.1166 | 0
2042 | 4 | 17 | 9 | 82.669 | 2.669 | 27.8569 | 0 | 54.8121 | 0
2042 | 4 | 17 | 10 | 70.8551 | 0 | 23.8759 | 0 | 46.9791 | 0
2042 | 4 | 17 | 11 | 59.163 | 0 | 19.9361 | 0 | 39.2269 | 0
2042 | 4 | 17 | 12 | 51.0439 | 0 | 17.2002 | 0 | 33.8437 | 0
2042 | 4 | 17 | 13 | 59.7165 | 0 | 20.1226 | 0 | 39.5939 | 0
2042 | 4 | 17 | 14 | 57.751 | 0 | 19.4603 | 0 | 38.2907 | 0
2042 | 4 | 17 | 15 | 59.5132 | 0 | 20.0541 | 0 | 39.4591 | 0
2042 | 4 | 17 | 16 | 63.6218 | 0 | 21.4386 | 0 | 42.1833 | 0
2042 | 4 | 17 | 17 | 70.3174 | 0 | 23.6948 | 0 | 46.6227 | 0
2042 | 4 | 17 | 18 | 79.3108 | 0 | 26.7252 | 0 | 52.5855 | 0
2042 | 4 | 17 | 19 | 88.9387 | 8.9387 | 29.9695 | 0 | 58.9692 | 0
2042 | 4 | 17 | 20 | 91.5484 | 11.5484 | 30.8489 | 0 | 60.6995 | 0
2042 | 4 | 17 | 21 | 92.3584 | 12.3584 | 31.1219 | 0 | 61.2365 | 0
2042 | 4 | 17 | 22 | 87.1945 | 7.1945 | 29.3818 | 0 | 57.8127 | 0
2042 | 4 | 17 | 23 | 80.2007 | 0.20069 | 27.0251 | 0 | 53.1756 | 0
2042 | 4 | 17 | 24 | 74.835 | 0 | 25.217 | 0 | 49.618 | 0
2042 | 4 | 18 | 1 | 71.2502 | 0 | 24.0091 | 0 | 47.2411 | 0
2042 | 4 | 18 | 2 | 71.9326 | 0 | 24.239 | 0 | 47.6936 | 0
2042 | 4 | 18 | 3 | 70.8874 | 0 | 23.8868 | 0 | 47.0006 | 0
2042 | 4 | 18 | 4 | 70.9383 | 0 | 23.904 | 0 | 47.0343 | 0
2042 | 4 | 18 | 5 | 72.301 | 0 | 24.3632 | 0 | 47.9379 | 0
2042 | 4 | 18 | 6 | 75.4828 | 0 | 25.4353 | 0 | 50.0474 | 0
2042 | 4 | 18 | 7 | 77.5309 | 0 | 26.1255 | 0 | 51.4054 | 0
2042 | 4 | 18 | 8 | 82.3901 | 2.3901 | 27.7629 | 0 | 54.6272 | 0
2042 | 4 | 18 | 9 | 76.2141 | 0 | 25.6818 | 0 | 50.5324 | 0
2042 | 4 | 18 | 10 | 60.245 | 0 | 20.3007 | 0 | 39.9443 | 0
2042 | 4 | 18 | 11 | 45.9527 | 0 | 15.4846 | 0 | 30.4681 | 0
2042 | 4 | 18 | 12 | 37.3119 | 0 | 12.573 | 0 | 24.739 | 0
2042 | 4 | 18 | 13 | 57.367 | 0 | 19.3309 | 0 | 38.0361 | 0
2042 | 4 | 18 | 14 | 54.5496 | 0 | 18.3815 | 0 | 36.1681 | 0
2042 | 4 | 18 | 15 | 56.3411 | 0 | 18.9852 | 0 | 37.3559 | 0
2042 | 4 | 18 | 16 | 59.4503 | 0 | 20.0329 | 0 | 39.4174 | 0
2042 | 4 | 18 | 17 | 67.1386 | 0 | 22.6236 | 0 | 44.515 | 0
2042 | 4 | 18 | 18 | 77.908 | 0 | 26.2526 | 0 | 51.6555 | 0
2042 | 4 | 18 | 19 | 84.9675 | 4.9675 | 28.6314 | 0 | 56.3361 | 0
2042 | 4 | 18 | 20 | 90.5468 | 10.5468 | 30.5114 | 0 | 60.0354 | 0
2042 | 4 | 18 | 21 | 92.2466 | 12.2466 | 31.0842 | 0 | 61.1624 | 0
2042 | 4 | 18 | 22 | 88.6003 | 8.6003 | 29.8555 | 0 | 58.7448 | 0
2042 | 4 | 18 | 23 | 82.7819 | 2.7819 | 27.8949 | 0 | 54.887 | 0
2042 | 4 | 18 | 24 | 77.817 | 0 | 26.2219 | 0 | 51.5951 | 0
2042 | 4 | 19 | 1 | 69.4018 | 0 | 23.3862 | 0 | 46.0156 | 0
2042 | 4 | 19 | 2 | 67.4899 | 0 | 22.742 | 0 | 44.7479 | 0
2042 | 4 | 19 | 3 | 66.1696 | 0 | 22.2971 | 0 | 43.8725 | 0
2042 | 4 | 19 | 4 | 65.8428 | 0 | 22.187 | 0 | 43.6559 | 0
2042 | 4 | 19 | 5 | 66.633 | 0 | 22.4532 | 0 | 44.1797 | 0
2042 | 4 | 19 | 6 | 69.3136 | 0 | 23.3565 | 0 | 45.9571 | 0
2042 | 4 | 19 | 7 | 66.3801 | 0 | 22.368 | 0 | 44.0121 | 0
2042 | 4 | 19 | 8 | 68.4837 | 0 | 23.0769 | 0 | 45.4068 | 0
2042 | 4 | 19 | 9 | 65.4685 | 0 | 22.0608 | 0 | 43.4077 | 0
2042 | 4 | 19 | 10 | 58.0857 | 0 | 19.5731 | 0 | 38.5127 | 0
2042 | 4 | 19 | 11 | 50.2392 | 0 | 16.929 | 0 | 33.3101 | 0
2042 | 4 | 19 | 12 | 44.133 | 0 | 14.8714 | 0 | 29.2616 | 0
2042 | 4 | 19 | 13 | 69.2243 | 0 | 23.3264 | 0 | 45.8979 | 0
2042 | 4 | 19 | 14 | 66.9145 | 0 | 22.5481 | 0 | 44.3664 | 0
2042 | 4 | 19 | 15 | 67.3341 | 0 | 22.6895 | 0 | 44.6446 | 0
2042 | 4 | 19 | 16 | 67.4808 | 0 | 22.7389 | 0 | 44.7419 | 0
2042 | 4 | 19 | 17 | 72.3221 | 0 | 24.3703 | 0 | 47.9518 | 0
2042 | 4 | 19 | 18 | 77.6899 | 0 | 26.1791 | 0 | 51.5109 | 0
2042 | 4 | 19 | 19 | 85.2509 | 5.2509 | 28.7269 | 0 | 56.524 | 0
2042 | 4 | 19 | 20 | 83.9662 | 3.9662 | 28.294 | 0 | 55.6723 | 0
2042 | 4 | 19 | 21 | 81.405 | 1.405 | 27.4309 | 0 | 53.9741 | 0
2042 | 4 | 19 | 22 | 75.6918 | 0 | 25.5057 | 0 | 50.186 | 0
2042 | 4 | 19 | 23 | 70.1013 | 0 | 23.6219 | 0 | 46.4793 | 0
2042 | 4 | 19 | 24 | 66.4203 | 0 | 22.3815 | 0 | 44.0387 | 0
2042 | 4 | 20 | 1 | 64.3 | 0 | 21.6671 | 0 | 42.6329 | 0
2042 | 4 | 20 | 2 | 62.0118 | 0 | 20.896 | 0 | 41.1158 | 0
2042 | 4 | 20 | 3 | 60.7457 | 0 | 20.4694 | 0 | 40.2763 | 0
2042 | 4 | 20 | 4 | 60.3156 | 0 | 20.3244 | 0 | 39.9911 | 0
2042 | 4 | 20 | 5 | 60.8296 | 0 | 20.4977 | 0 | 40.3319 | 0
2042 | 4 | 20 | 6 | 63.5637 | 0 | 21.419 | 0 | 42.1447 | 0
2042 | 4 | 20 | 7 | 62.7828 | 0 | 21.1558 | 0 | 41.6269 | 0
2042 | 4 | 20 | 8 | 64.8507 | 0 | 21.8526 | 0 | 42.998 | 0
2042 | 4 | 20 | 9 | 65.4906 | 0 | 22.0683 | 0 | 43.4223 | 0
2042 | 4 | 20 | 10 | 66.2679 | 0 | 22.3302 | 0 | 43.9377 | 0
2042 | 4 | 20 | 11 | 65.5691 | 0 | 22.0947 | 0 | 43.4744 | 0
2042 | 4 | 20 | 12 | 62.6972 | 0 | 21.127 | 0 | 41.5702 | 0
2042 | 4 | 20 | 13 | 55.6088 | 0 | 18.7384 | 0 | 36.8704 | 0
2042 | 4 | 20 | 14 | 53.8949 | 0 | 18.1609 | 0 | 35.734 | 0
2042 | 4 | 20 | 15 | 54.723 | 0 | 18.4399 | 0 | 36.2831 | 0
2042 | 4 | 20 | 16 | 55.8713 | 0 | 18.8269 | 0 | 37.0444 | 0
2042 | 4 | 20 | 17 | 62.378 | 0 | 21.0194 | 0 | 41.3586 | 0
2042 | 4 | 20 | 18 | 69.3486 | 0 | 23.3683 | 0 | 45.9803 | 0
2042 | 4 | 20 | 19 | 75.7192 | 0 | 25.515 | 0 | 50.2042 | 0
2042 | 4 | 20 | 20 | 76.2473 | 0 | 25.6929 | 0 | 50.5544 | 0
2042 | 4 | 20 | 21 | 75.69 | 0 | 25.5052 | 0 | 50.1849 | 0
2042 | 4 | 20 | 22 | 71.121 | 0 | 23.9656 | 0 | 47.1555 | 0
2042 | 4 | 20 | 23 | 65.1394 | 0 | 21.9499 | 0 | 43.1895 | 0
2042 | 4 | 20 | 24 | 61.67 | 0 | 20.7808 | 0 | 40.8891 | 0
2042 | 4 | 21 | 1 | 66.2428 | 0 | 22.3217 | 0 | 43.921 | 0
2042 | 4 | 21 | 2 | 64.456 | 0 | 21.7196 | 0 | 42.7363 | 0
2042 | 4 | 21 | 3 | 63.6359 | 0 | 21.4433 | 0 | 42.1926 | 0
2042 | 4 | 21 | 4 | 63.6257 | 0 | 21.4398 | 0 | 42.1858 | 0
2042 | 4 | 21 | 5 | 64.8214 | 0 | 21.8428 | 0 | 42.9786 | 0
2042 | 4 | 21 | 6 | 68.005 | 0 | 22.9155 | 0 | 45.0895 | 0
2042 | 4 | 21 | 7 | 78.0208 | 0 | 26.2906 | 0 | 51.7303 | 0
2042 | 4 | 21 | 8 | 83.0029 | 3.0029 | 27.9694 | 0 | 55.0335 | 0
2042 | 4 | 21 | 9 | 76.8041 | 0 | 25.8806 | 0 | 50.9236 | 0
2042 | 4 | 21 | 10 | 61.6005 | 0 | 20.7574 | 0 | 40.843 | 0
2042 | 4 | 21 | 11 | 48.4455 | 0 | 16.3246 | 0 | 32.1209 | 0
2042 | 4 | 21 | 12 | 41.6326 | 0 | 14.0289 | 0 | 27.6037 | 0
2042 | 4 | 21 | 13 | 34.4624 | 0 | 11.6128 | 0 | 22.8497 | 0
2042 | 4 | 21 | 14 | 31.6482 | 0 | 10.6645 | 0 | 20.9838 | 0
2042 | 4 | 21 | 15 | 33.7447 | 0 | 11.3709 | 0 | 22.3738 | 0
2042 | 4 | 21 | 16 | 39.5517 | 0 | 13.3277 | 0 | 26.224 | 0
2042 | 4 | 21 | 17 | 51.281 | 0 | 17.2801 | 0 | 34.0009 | 0
2042 | 4 | 21 | 18 | 67.032 | 0 | 22.5877 | 0 | 44.4444 | 0
2042 | 4 | 21 | 19 | 77.5418 | 0 | 26.1292 | 0 | 51.4127 | 0
2042 | 4 | 21 | 20 | 84.9627 | 4.9627 | 28.6298 | 0 | 56.333 | 0
2042 | 4 | 21 | 21 | 87.0018 | 7.0018 | 29.3169 | 0 | 57.6849 | 0
2042 | 4 | 21 | 22 | 82.9397 | 2.9397 | 27.9481 | 0 | 54.9916 | 0
2042 | 4 | 21 | 23 | 76.4791 | 0 | 25.7711 | 0 | 50.708 | 0
2042 | 4 | 21 | 24 | 71.1902 | 0 | 23.9889 | 0 | 47.2014 | 0
2042 | 4 | 22 | 1 | 66.0083 | 0 | 22.2427 | 0 | 43.7656 | 0
2042 | 4 | 22 | 2 | 61.875 | 0 | 20.8499 | 0 | 41.0251 | 0
2042 | 4 | 22 | 3 | 60.4118 | 0 | 20.3569 | 0 | 40.0549 | 0
2042 | 4 | 22 | 4 | 59.8447 | 0 | 20.1658 | 0 | 39.6789 | 0
2042 | 4 | 22 | 5 | 60.8776 | 0 | 20.5138 | 0 | 40.3637 | 0
2042 | 4 | 22 | 6 | 63.7562 | 0 | 21.4838 | 0 | 42.2724 | 0
2042 | 4 | 22 | 7 | 55.2352 | 0 | 18.6125 | 0 | 36.6226 | 0
2042 | 4 | 22 | 8 | 61.08 | 0 | 20.582 | 0 | 40.498 | 0
2042 | 4 | 22 | 9 | 64.448 | 0 | 21.7169 | 0 | 42.731 | 0
2042 | 4 | 22 | 10 | 66.0757 | 0 | 22.2654 | 0 | 43.8103 | 0
2042 | 4 | 22 | 11 | 67.8479 | 0 | 22.8626 | 0 | 44.9853 | 0
2042 | 4 | 22 | 12 | 66.3442 | 0 | 22.3559 | 0 | 43.9883 | 0
2042 | 4 | 22 | 13 | 48.1276 | 0 | 16.2175 | 0 | 31.9101 | 0
2042 | 4 | 22 | 14 | 46.5302 | 0 | 15.6792 | 0 | 30.851 | 0
2042 | 4 | 22 | 15 | 48.7522 | 0 | 16.428 | 0 | 32.3243 | 0
2042 | 4 | 22 | 16 | 50.5398 | 0 | 17.0303 | 0 | 33.5095 | 0
2042 | 4 | 22 | 17 | 57.0023 | 0 | 19.208 | 0 | 37.7943 | 0
2042 | 4 | 22 | 18 | 64.4351 | 0 | 21.7126 | 0 | 42.7225 | 0
2042 | 4 | 22 | 19 | 66.4562 | 0 | 22.3937 | 0 | 44.0626 | 0
2042 | 4 | 22 | 20 | 75.3878 | 0 | 25.4033 | 0 | 49.9845 | 0
2042 | 4 | 22 | 21 | 78.2634 | 0 | 26.3723 | 0 | 51.8911 | 0
2042 | 4 | 22 | 22 | 74.5964 | 0 | 25.1366 | 0 | 49.4597 | 0
2042 | 4 | 22 | 23 | 68.1448 | 0 | 22.9627 | 0 | 45.1822 | 0
2042 | 4 | 22 | 24 | 62.8921 | 0 | 21.1927 | 0 | 41.6994 | 0
2042 | 4 | 23 | 1 | 59.6718 | 0 | 20.1075 | 0 | 39.5643 | 0
2042 | 4 | 23 | 2 | 60.7248 | 0 | 20.4623 | 0 | 40.2624 | 0
2042 | 4 | 23 | 3 | 60.3696 | 0 | 20.3427 | 0 | 40.0269 | 0
2042 | 4 | 23 | 4 | 60.5908 | 0 | 20.4172 | 0 | 40.1736 | 0
2042 | 4 | 23 | 5 | 62.4679 | 0 | 21.0497 | 0 | 41.4182 | 0
2042 | 4 | 23 | 6 | 65.9863 | 0 | 22.2353 | 0 | 43.751 | 0
2042 | 4 | 23 | 7 | 73.1492 | 0 | 24.649 | 0 | 48.5002 | 0
2042 | 4 | 23 | 8 | 78.1443 | 0 | 26.3322 | 0 | 51.8121 | 0
2042 | 4 | 23 | 9 | 71.334 | 0 | 24.0373 | 0 | 47.2967 | 0
2042 | 4 | 23 | 10 | 54.2967 | 0 | 18.2963 | 0 | 36.0004 | 0
2042 | 4 | 23 | 11 | 38.7976 | 0 | 13.0736 | 0 | 25.724 | 0
2042 | 4 | 23 | 12 | 30.3733 | 0 | 10.2349 | 0 | 20.1385 | 0
2042 | 4 | 23 | 13 | 40.3607 | 0 | 13.6003 | 0 | 26.7604 | 0
2042 | 4 | 23 | 14 | 38.1194 | 0 | 12.845 | 0 | 25.2743 | 0
2042 | 4 | 23 | 15 | 40.2771 | 0 | 13.5721 | 0 | 26.705 | 0
2042 | 4 | 23 | 16 | 45.0637 | 0 | 15.1851 | 0 | 29.8787 | 0
2042 | 4 | 23 | 17 | 55.6344 | 0 | 18.747 | 0 | 36.8874 | 0
2042 | 4 | 23 | 18 | 70.2588 | 0 | 23.675 | 0 | 46.5838 | 0
2042 | 4 | 23 | 19 | 88.9247 | 8.9247 | 29.9648 | 0 | 58.9599 | 0
2042 | 4 | 23 | 20 | 89.6604 | 9.6604 | 30.2127 | 0 | 59.4477 | 0
2042 | 4 | 23 | 21 | 89.361 | 9.361 | 30.1119 | 0 | 59.2492 | 0
2042 | 4 | 23 | 22 | 84.891 | 4.891 | 28.6056 | 0 | 56.2854 | 0
2042 | 4 | 23 | 23 | 77.7771 | 0 | 26.2084 | 0 | 51.5686 | 0
2042 | 4 | 23 | 24 | 72.0501 | 0 | 24.2786 | 0 | 47.7715 | 0
2042 | 4 | 24 | 1 | 62.7295 | 0 | 21.1379 | 0 | 41.5917 | 0
2042 | 4 | 24 | 2 | 62.736 | 0 | 21.1401 | 0 | 41.5959 | 0
2042 | 4 | 24 | 3 | 61.4292 | 0 | 20.6997 | 0 | 40.7295 | 0
2042 | 4 | 24 | 4 | 61.2204 | 0 | 20.6293 | 0 | 40.591 | 0
2042 | 4 | 24 | 5 | 62.539 | 0 | 21.0737 | 0 | 41.4653 | 0
2042 | 4 | 24 | 6 | 65.5914 | 0 | 22.1022 | 0 | 43.4891 | 0
2042 | 4 | 24 | 7 | 71.3253 | 0 | 24.0344 | 0 | 47.2909 | 0
2042 | 4 | 24 | 8 | 77.4883 | 0 | 26.1111 | 0 | 51.3772 | 0
2042 | 4 | 24 | 9 | 77.8924 | 0 | 26.2473 | 0 | 51.6451 | 0
2042 | 4 | 24 | 10 | 73.5996 | 0 | 24.8008 | 0 | 48.7989 | 0
2042 | 4 | 24 | 11 | 69.1234 | 0 | 23.2924 | 0 | 45.831 | 0
2042 | 4 | 24 | 12 | 63.931 | 0 | 21.5427 | 0 | 42.3883 | 0
2042 | 4 | 24 | 13 | 40.9745 | 0 | 13.8071 | 0 | 27.1674 | 0
2042 | 4 | 24 | 14 | 38.0844 | 0 | 12.8332 | 0 | 25.2511 | 0
2042 | 4 | 24 | 15 | 39.6084 | 0 | 13.3468 | 0 | 26.2616 | 0
2042 | 4 | 24 | 16 | 44.3517 | 0 | 14.9451 | 0 | 29.4065 | 0
2042 | 4 | 24 | 17 | 52.9963 | 0 | 17.8581 | 0 | 35.1382 | 0
2042 | 4 | 24 | 18 | 65.288 | 0 | 22 | 0 | 43.288 | 0
2042 | 4 | 24 | 19 | 69.7478 | 0 | 23.5028 | 0 | 46.245 | 0
2042 | 4 | 24 | 20 | 79.1094 | 0 | 26.6574 | 0 | 52.452 | 0
2042 | 4 | 24 | 21 | 82.5329 | 2.5329 | 27.811 | 0 | 54.7219 | 0
2042 | 4 | 24 | 22 | 79.1279 | 0 | 26.6636 | 0 | 52.4643 | 0
2042 | 4 | 24 | 23 | 72.6932 | 0 | 24.4953 | 0 | 48.1979 | 0
2042 | 4 | 24 | 24 | 67.3722 | 0 | 22.7023 | 0 | 44.6699 | 0
2042 | 4 | 25 | 1 | 63.4415 | 0 | 21.3778 | 0 | 42.0637 | 0
2042 | 4 | 25 | 2 | 65.8163 | 0 | 22.178 | 0 | 43.6382 | 0
2042 | 4 | 25 | 3 | 64.8787 | 0 | 21.8621 | 0 | 43.0166 | 0
2042 | 4 | 25 | 4 | 64.5995 | 0 | 21.768 | 0 | 42.8315 | 0
2042 | 4 | 25 | 5 | 65.8877 | 0 | 22.2021 | 0 | 43.6856 | 0
2042 | 4 | 25 | 6 | 68.7778 | 0 | 23.176 | 0 | 45.6018 | 0
2042 | 4 | 25 | 7 | 75.0152 | 0 | 25.2777 | 0 | 49.7374 | 0
2042 | 4 | 25 | 8 | 79.2261 | 0 | 26.6967 | 0 | 52.5294 | 0
2042 | 4 | 25 | 9 | 74.4908 | 0 | 25.1011 | 0 | 49.3897 | 0
2042 | 4 | 25 | 10 | 63.1749 | 0 | 21.2879 | 0 | 41.8869 | 0
2042 | 4 | 25 | 11 | 54.1172 | 0 | 18.2358 | 0 | 35.8814 | 0
2042 | 4 | 25 | 12 | 47.9638 | 0 | 16.1623 | 0 | 31.8015 | 0
2042 | 4 | 25 | 13 | 62.4464 | 0 | 21.0425 | 0 | 41.4039 | 0
2042 | 4 | 25 | 14 | 60.7285 | 0 | 20.4636 | 0 | 40.2649 | 0
2042 | 4 | 25 | 15 | 61.7813 | 0 | 20.8184 | 0 | 40.963 | 0
2042 | 4 | 25 | 16 | 62.9974 | 0 | 21.2281 | 0 | 41.7692 | 0
2042 | 4 | 25 | 17 | 69.0633 | 0 | 23.2722 | 0 | 45.7912 | 0
2042 | 4 | 25 | 18 | 76.9365 | 0 | 25.9252 | 0 | 51.0113 | 0
2042 | 4 | 25 | 19 | 75.5323 | 0 | 25.452 | 0 | 50.0803 | 0
2042 | 4 | 25 | 20 | 79.5295 | 0 | 26.7989 | 0 | 52.7306 | 0
2042 | 4 | 25 | 21 | 79.4554 | 0 | 26.774 | 0 | 52.6814 | 0
2042 | 4 | 25 | 22 | 76.5524 | 0 | 25.7958 | 0 | 50.7567 | 0
2042 | 4 | 25 | 23 | 70.8824 | 0 | 23.8851 | 0 | 46.9973 | 0
2042 | 4 | 25 | 24 | 66.1292 | 0 | 22.2835 | 0 | 43.8458 | 0
2042 | 4 | 26 | 1 | 58.2625 | 0 | 19.6326 | 0 | 38.6298 | 0
2042 | 4 | 26 | 2 | 56.5286 | 0 | 19.0484 | 0 | 37.4802 | 0
2042 | 4 | 26 | 3 | 54.631 | 0 | 18.4089 | 0 | 36.2221 | 0
2042 | 4 | 26 | 4 | 53.652 | 0 | 18.079 | 0 | 35.5729 | 0
2042 | 4 | 26 | 5 | 54.3299 | 0 | 18.3075 | 0 | 36.0225 | 0
2042 | 4 | 26 | 6 | 56.5781 | 0 | 19.065 | 0 | 37.513 | 0
2042 | 4 | 26 | 7 | 57.8363 | 0 | 19.489 | 0 | 38.3473 | 0
2042 | 4 | 26 | 8 | 59.3124 | 0 | 19.9864 | 0 | 39.326 | 0
2042 | 4 | 26 | 9 | 59.8409 | 0 | 20.1645 | 0 | 39.6764 | 0
2042 | 4 | 26 | 10 | 58.4106 | 0 | 19.6825 | 0 | 38.7281 | 0
2042 | 4 | 26 | 11 | 56.2593 | 0 | 18.9576 | 0 | 37.3017 | 0
2042 | 4 | 26 | 12 | 52.2489 | 0 | 17.6063 | 0 | 34.6427 | 0
2042 | 4 | 26 | 13 | 62.204 | 0 | 20.9608 | 0 | 41.2432 | 0
2042 | 4 | 26 | 14 | 59.4425 | 0 | 20.0303 | 0 | 39.4122 | 0
2042 | 4 | 26 | 15 | 59.9522 | 0 | 20.202 | 0 | 39.7502 | 0
2042 | 4 | 26 | 16 | 62.8512 | 0 | 21.1789 | 0 | 41.6723 | 0
2042 | 4 | 26 | 17 | 68.6782 | 0 | 23.1424 | 0 | 45.5358 | 0
2042 | 4 | 26 | 18 | 76.0125 | 0 | 25.6138 | 0 | 50.3987 | 0
2042 | 4 | 26 | 19 | 80.5601 | 0.56015 | 27.1462 | 0 | 53.4139 | 0
2042 | 4 | 26 | 20 | 80.7312 | 0.7312 | 27.2039 | 0 | 53.5273 | 0
2042 | 4 | 26 | 21 | 79.4562 | 0 | 26.7742 | 0 | 52.682 | 0
2042 | 4 | 26 | 22 | 74.4922 | 0 | 25.1015 | 0 | 49.3906 | 0
2042 | 4 | 26 | 23 | 69.2182 | 0 | 23.3244 | 0 | 45.8939 | 0
2042 | 4 | 26 | 24 | 65.9899 | 0 | 22.2365 | 0 | 43.7534 | 0
2042 | 4 | 27 | 1 | 55.75 | 0 | 18.786 | 0 | 36.964 | 0
2042 | 4 | 27 | 2 | 59.1122 | 0 | 19.919 | 0 | 39.1933 | 0
2042 | 4 | 27 | 3 | 58.0031 | 0 | 19.5452 | 0 | 38.4579 | 0
2042 | 4 | 27 | 4 | 57.6117 | 0 | 19.4133 | 0 | 38.1984 | 0
2042 | 4 | 27 | 5 | 58.1298 | 0 | 19.5879 | 0 | 38.5419 | 0
2042 | 4 | 27 | 6 | 60.974 | 0 | 20.5463 | 0 | 40.4277 | 0
2042 | 4 | 27 | 7 | 63.3225 | 0 | 21.3377 | 0 | 41.9848 | 0
2042 | 4 | 27 | 8 | 65.1023 | 0 | 21.9374 | 0 | 43.1649 | 0
2042 | 4 | 27 | 9 | 63.4432 | 0 | 21.3784 | 0 | 42.0648 | 0
2042 | 4 | 27 | 10 | 58.1996 | 0 | 19.6114 | 0 | 38.5882 | 0
2042 | 4 | 27 | 11 | 50.6556 | 0 | 17.0693 | 0 | 33.5863 | 0
2042 | 4 | 27 | 12 | 43.2932 | 0 | 14.5885 | 0 | 28.7048 | 0
2042 | 4 | 27 | 13 | 63.2896 | 0 | 21.3266 | 0 | 41.963 | 0
2042 | 4 | 27 | 14 | 62.5812 | 0 | 21.0879 | 0 | 41.4933 | 0
2042 | 4 | 27 | 15 | 64.4272 | 0 | 21.7099 | 0 | 42.7172 | 0
2042 | 4 | 27 | 16 | 65.9298 | 0 | 22.2163 | 0 | 43.7136 | 0
2042 | 4 | 27 | 17 | 71.4685 | 0 | 24.0826 | 0 | 47.3859 | 0
2042 | 4 | 27 | 18 | 77.5523 | 0 | 26.1327 | 0 | 51.4196 | 0
2042 | 4 | 27 | 19 | 83.7232 | 3.7232 | 28.2121 | 0 | 55.5111 | 0
2042 | 4 | 27 | 20 | 81.7673 | 1.7673 | 27.553 | 0 | 54.2143 | 0
2042 | 4 | 27 | 21 | 80.2858 | 0.28584 | 27.0538 | 0 | 53.232 | 0
2042 | 4 | 27 | 22 | 77.0355 | 0 | 25.9585 | 0 | 51.0769 | 0
2042 | 4 | 27 | 23 | 70.5105 | 0 | 23.7598 | 0 | 46.7507 | 0
2042 | 4 | 27 | 24 | 65.6752 | 0 | 22.1305 | 0 | 43.5447 | 0
2042 | 4 | 28 | 1 | 65.7077 | 0 | 22.1414 | 0 | 43.5663 | 0
2042 | 4 | 28 | 2 | 65.2061 | 0 | 21.9724 | 0 | 43.2337 | 0
2042 | 4 | 28 | 3 | 64.9533 | 0 | 21.8872 | 0 | 43.0661 | 0
2042 | 4 | 28 | 4 | 65.3166 | 0 | 22.0096 | 0 | 43.3069 | 0
2042 | 4 | 28 | 5 | 66.7428 | 0 | 22.4902 | 0 | 44.2526 | 0
2042 | 4 | 28 | 6 | 70.1021 | 0 | 23.6222 | 0 | 46.4799 | 0
2042 | 4 | 28 | 7 | 73.5285 | 0 | 24.7768 | 0 | 48.7517 | 0
2042 | 4 | 28 | 8 | 79.9164 | 0 | 26.9293 | 0 | 52.9871 | 0
2042 | 4 | 28 | 9 | 81.4114 | 1.4114 | 27.4331 | 0 | 53.9783 | 0
2042 | 4 | 28 | 10 | 78.7538 | 0 | 26.5376 | 0 | 52.2163 | 0
2042 | 4 | 28 | 11 | 75.7627 | 0 | 25.5296 | 0 | 50.233 | 0
2042 | 4 | 28 | 12 | 69.8096 | 0 | 23.5236 | 0 | 46.286 | 0
2042 | 4 | 28 | 13 | 70.3874 | 0 | 23.7184 | 0 | 46.6691 | 0
2042 | 4 | 28 | 14 | 69.8873 | 0 | 23.5498 | 0 | 46.3375 | 0
2042 | 4 | 28 | 15 | 71.0524 | 0 | 23.9424 | 0 | 47.11 | 0
2042 | 4 | 28 | 16 | 71.0756 | 0 | 23.9502 | 0 | 47.1253 | 0
2042 | 4 | 28 | 17 | 75.8552 | 0 | 25.5608 | 0 | 50.2944 | 0
2042 | 4 | 28 | 18 | 81.9566 | 1.9566 | 27.6168 | 0 | 54.3398 | 0
2042 | 4 | 28 | 19 | 86.406 | 6.406 | 29.1161 | 0 | 57.2899 | 0
2042 | 4 | 28 | 20 | 88.112 | 8.112 | 29.691 | 0 | 58.421 | 0
2042 | 4 | 28 | 21 | 87.2432 | 7.2432 | 29.3982 | 0 | 57.845 | 0
2042 | 4 | 28 | 22 | 83.4057 | 3.4057 | 28.1051 | 0 | 55.3006 | 0
2042 | 4 | 28 | 23 | 76.5035 | 0 | 25.7793 | 0 | 50.7242 | 0
2042 | 4 | 28 | 24 | 71.1159 | 0 | 23.9638 | 0 | 47.1521 | 0
2042 | 4 | 29 | 1 | 71.1184 | 0 | 23.9647 | 0 | 47.1537 | 0
2042 | 4 | 29 | 2 | 66.6947 | 0 | 22.474 | 0 | 44.2207 | 0
2042 | 4 | 29 | 3 | 66.2523 | 0 | 22.3249 | 0 | 43.9273 | 0
2042 | 4 | 29 | 4 | 66.3241 | 0 | 22.3492 | 0 | 43.975 | 0
2042 | 4 | 29 | 5 | 67.7894 | 0 | 22.8429 | 0 | 44.9465 | 0
2042 | 4 | 29 | 6 | 71.1211 | 0 | 23.9656 | 0 | 47.1555 | 0
2042 | 4 | 29 | 7 | 77.9611 | 0 | 26.2704 | 0 | 51.6906 | 0
2042 | 4 | 29 | 8 | 81.6721 | 1.6721 | 27.5209 | 0 | 54.1512 | 0
2042 | 4 | 29 | 9 | 74.1372 | 0 | 24.9819 | 0 | 49.1553 | 0
2042 | 4 | 29 | 10 | 55.4956 | 0 | 18.7003 | 0 | 36.7953 | 0
2042 | 4 | 29 | 11 | 38.941 | 0 | 13.1219 | 0 | 25.8191 | 0
2042 | 4 | 29 | 12 | 29.9874 | 0 | 10.1048 | 0 | 19.8826 | 0
2042 | 4 | 29 | 13 | 24.3205 | 0 | 8.1952 | 0 | 16.1252 | 0
2042 | 4 | 29 | 14 | 18.6442 | 0 | 6.2825 | 0 | 12.3617 | 0
2042 | 4 | 29 | 15 | 21.3538 | 0 | 7.1956 | 0 | 14.1583 | 0
2042 | 4 | 29 | 16 | 28.0267 | 0 | 9.4441 | 0 | 18.5826 | 0
2042 | 4 | 29 | 17 | 42.8682 | 0 | 14.4452 | 0 | 28.4229 | 0
2042 | 4 | 29 | 18 | 63.0196 | 0 | 21.2356 | 0 | 41.784 | 0
2042 | 4 | 29 | 19 | 75.037 | 0 | 25.2851 | 0 | 49.7519 | 0
2042 | 4 | 29 | 20 | 86.166 | 6.166 | 29.0352 | 0 | 57.1308 | 0
2042 | 4 | 29 | 21 | 90.1587 | 10.1587 | 30.3807 | 0 | 59.7781 | 0
2042 | 4 | 29 | 22 | 87.1412 | 7.1412 | 29.3639 | 0 | 57.7774 | 0
2042 | 4 | 29 | 23 | 80.5158 | 0.51578 | 27.1313 | 0 | 53.3845 | 0
2042 | 4 | 29 | 24 | 75.1397 | 0 | 25.3197 | 0 | 49.82 | 0
2042 | 4 | 30 | 1 | 65.709 | 0 | 22.1419 | 0 | 43.5671 | 0
2042 | 4 | 30 | 2 | 66.7819 | 0 | 22.5034 | 0 | 44.2785 | 0
2042 | 4 | 30 | 3 | 66.1172 | 0 | 22.2794 | 0 | 43.8378 | 0
2042 | 4 | 30 | 4 | 66.0834 | 0 | 22.268 | 0 | 43.8154 | 0
2042 | 4 | 30 | 5 | 67.5463 | 0 | 22.761 | 0 | 44.7853 | 0
2042 | 4 | 30 | 6 | 70.5263 | 0 | 23.7652 | 0 | 46.7612 | 0
2042 | 4 | 30 | 7 | 75.1129 | 0 | 25.3107 | 0 | 49.8022 | 0
2042 | 4 | 30 | 8 | 79.1438 | 0 | 26.669 | 0 | 52.4748 | 0
2042 | 4 | 30 | 9 | 71.7815 | 0 | 24.1881 | 0 | 47.5934 | 0
2042 | 4 | 30 | 10 | 53.7445 | 0 | 18.1102 | 0 | 35.6343 | 0
2042 | 4 | 30 | 11 | 38.2561 | 0 | 12.8911 | 0 | 25.365 | 0
2042 | 4 | 30 | 12 | 30.4763 | 0 | 10.2696 | 0 | 20.2068 | 0
2042 | 4 | 30 | 13 | 28.1858 | 0 | 9.4977 | 0 | 18.688 | 0
2042 | 4 | 30 | 14 | 24.2311 | 0 | 8.1651 | 0 | 16.066 | 0
2042 | 4 | 30 | 15 | 25.9115 | 0 | 8.7314 | 0 | 17.1802 | 0
2042 | 4 | 30 | 16 | 30.7272 | 0 | 10.3541 | 0 | 20.3731 | 0
2042 | 4 | 30 | 17 | 44.1657 | 0 | 14.8825 | 0 | 29.2832 | 0
2042 | 4 | 30 | 18 | 63.4773 | 0 | 21.3899 | 0 | 42.0875 | 0
2042 | 4 | 30 | 19 | 74.0136 | 0 | 24.9403 | 0 | 49.0733 | 0
2042 | 4 | 30 | 20 | 85.6268 | 5.6268 | 28.8536 | 0 | 56.7733 | 0
2042 | 4 | 30 | 21 | 89.4944 | 9.4944 | 30.1568 | 0 | 59.3376 | 0
2042 | 4 | 30 | 22 | 86.8792 | 6.8792 | 29.2756 | 0 | 57.6036 | 0
2042 | 4 | 30 | 23 | 80.2253 | 0.22532 | 27.0334 | 0 | 53.1919 | 0
2042 | 4 | 30 | 24 | 74.4623 | 0 | 25.0915 | 0 | 49.3709 | 0
2042 | 5 | 1 | 1 | 61.9342 | 0 | 20.8699 | 0 | 41.0643 | 0
2042 | 5 | 1 | 2 | 66.9576 | 0 | 22.5626 | 0 | 44.395 | 0
2042 | 5 | 1 | 3 | 66.1985 | 0 | 22.3068 | 0 | 43.8917 | 0
2042 | 5 | 1 | 4 | 66.482 | 0 | 22.4023 | 0 | 44.0796 | 0
2042 | 5 | 1 | 5 | 67.7645 | 0 | 22.8345 | 0 | 44.93 | 0
2042 | 5 | 1 | 6 | 71.1764 | 0 | 23.9842 | 0 | 47.1922 | 0
2042 | 5 | 1 | 7 | 76.4441 | 0 | 25.7592 | 0 | 50.6848 | 0
2042 | 5 | 1 | 8 | 81.0293 | 1.0293 | 27.3043 | 0 | 53.725 | 0
2042 | 5 | 1 | 9 | 73.8677 | 0 | 24.8911 | 0 | 48.9766 | 0
2042 | 5 | 1 | 10 | 58.6992 | 0 | 19.7798 | 0 | 38.9194 | 0
2042 | 5 | 1 | 11 | 44.5878 | 0 | 15.0247 | 0 | 29.5631 | 0
2042 | 5 | 1 | 12 | 39.7035 | 0 | 13.3788 | 0 | 26.3247 | 0
2042 | 5 | 1 | 13 | 49.0954 | 0 | 16.5436 | 0 | 32.5518 | 0
2042 | 5 | 1 | 14 | 47.9851 | 0 | 16.1695 | 0 | 31.8156 | 0
2042 | 5 | 1 | 15 | 49.9219 | 0 | 16.8221 | 0 | 33.0998 | 0
2042 | 5 | 1 | 16 | 53.534 | 0 | 18.0393 | 0 | 35.4947 | 0
2042 | 5 | 1 | 17 | 60.5363 | 0 | 20.3988 | 0 | 40.1375 | 0
2042 | 5 | 1 | 18 | 71.6281 | 0 | 24.1364 | 0 | 47.4917 | 0
2042 | 5 | 1 | 19 | 75.128 | 0 | 25.3158 | 0 | 49.8122 | 0
2042 | 5 | 1 | 20 | 82.6049 | 2.6049 | 27.8353 | 0 | 54.7697 | 0
2042 | 5 | 1 | 21 | 85.5131 | 5.5131 | 28.8152 | 0 | 56.6979 | 0
2042 | 5 | 1 | 22 | 82.333 | 2.333 | 27.7436 | 0 | 54.5894 | 0
2042 | 5 | 1 | 23 | 75.2888 | 0 | 25.37 | 0 | 49.9188 | 0
2042 | 5 | 1 | 24 | 69.5332 | 0 | 23.4305 | 0 | 46.1027 | 0
2042 | 5 | 2 | 1 | 67.5995 | 0 | 22.7789 | 0 | 44.8206 | 0
2042 | 5 | 2 | 2 | 58.7181 | 0 | 19.7862 | 0 | 38.932 | 0
2042 | 5 | 2 | 3 | 57.2005 | 0 | 19.2748 | 0 | 37.9257 | 0
2042 | 5 | 2 | 4 | 57.0992 | 0 | 19.2406 | 0 | 37.8585 | 0
2042 | 5 | 2 | 5 | 58.5131 | 0 | 19.7171 | 0 | 38.796 | 0
2042 | 5 | 2 | 6 | 61.9558 | 0 | 20.8771 | 0 | 41.0786 | 0
2042 | 5 | 2 | 7 | 65.2399 | 0 | 21.9838 | 0 | 43.2561 | 0
2042 | 5 | 2 | 8 | 71.1286 | 0 | 23.9681 | 0 | 47.1605 | 0
2042 | 5 | 2 | 9 | 74.8639 | 0 | 25.2268 | 0 | 49.6371 | 0
2042 | 5 | 2 | 10 | 78.0199 | 0 | 26.2903 | 0 | 51.7296 | 0
2042 | 5 | 2 | 11 | 78.0007 | 0 | 26.2838 | 0 | 51.7169 | 0
2042 | 5 | 2 | 12 | 74.411 | 0 | 25.0742 | 0 | 49.3368 | 0
2042 | 5 | 2 | 13 | 76.4923 | 0 | 25.7755 | 0 | 50.7168 | 0
2042 | 5 | 2 | 14 | 77.2391 | 0 | 26.0271 | 0 | 51.2119 | 0
2042 | 5 | 2 | 15 | 79.2017 | 0 | 26.6885 | 0 | 52.5132 | 0
2042 | 5 | 2 | 16 | 78.2343 | 0 | 26.3625 | 0 | 51.8718 | 0
2042 | 5 | 2 | 17 | 79.6245 | 0 | 26.8309 | 0 | 52.7935 | 0
2042 | 5 | 2 | 18 | 82.2887 | 2.2887 | 27.7287 | 0 | 54.56 | 0
2042 | 5 | 2 | 19 | 89.4315 | 9.4315 | 30.1356 | 0 | 59.2959 | 0
2042 | 5 | 2 | 20 | 88.6983 | 8.6983 | 29.8886 | 0 | 58.8098 | 0
2042 | 5 | 2 | 21 | 87.9395 | 7.9395 | 29.6328 | 0 | 58.3066 | 0
2042 | 5 | 2 | 22 | 84.8622 | 4.8622 | 28.5959 | 0 | 56.2663 | 0
2042 | 5 | 2 | 23 | 78.2899 | 0 | 26.3813 | 0 | 51.9087 | 0
2042 | 5 | 2 | 24 | 72.7254 | 0 | 24.5062 | 0 | 48.2192 | 0
2042 | 5 | 3 | 1 | 63.7059 | 0 | 21.4669 | 0 | 42.239 | 0
2042 | 5 | 3 | 2 | 63.0893 | 0 | 21.2591 | 0 | 41.8302 | 0
2042 | 5 | 3 | 3 | 61.304 | 0 | 20.6575 | 0 | 40.6465 | 0
2042 | 5 | 3 | 4 | 60.2253 | 0 | 20.294 | 0 | 39.9313 | 0
2042 | 5 | 3 | 5 | 60.7654 | 0 | 20.476 | 0 | 40.2893 | 0
2042 | 5 | 3 | 6 | 63.6341 | 0 | 21.4427 | 0 | 42.1914 | 0
2042 | 5 | 3 | 7 | 61.8355 | 0 | 20.8366 | 0 | 40.9989 | 0
2042 | 5 | 3 | 8 | 64.2189 | 0 | 21.6397 | 0 | 42.5791 | 0
2042 | 5 | 3 | 9 | 66.4986 | 0 | 22.4079 | 0 | 44.0907 | 0
2042 | 5 | 3 | 10 | 68.5495 | 0 | 23.099 | 0 | 45.4505 | 0
2042 | 5 | 3 | 11 | 67.0664 | 0 | 22.5993 | 0 | 44.4671 | 0
2042 | 5 | 3 | 12 | 62.7464 | 0 | 21.1436 | 0 | 41.6029 | 0
2042 | 5 | 3 | 13 | 57.8174 | 0 | 19.4826 | 0 | 38.3347 | 0
2042 | 5 | 3 | 14 | 54.7865 | 0 | 18.4613 | 0 | 36.3252 | 0
2042 | 5 | 3 | 15 | 54.9564 | 0 | 18.5186 | 0 | 36.4378 | 0
2042 | 5 | 3 | 16 | 55.2573 | 0 | 18.62 | 0 | 36.6373 | 0
2042 | 5 | 3 | 17 | 60.7742 | 0 | 20.479 | 0 | 40.2952 | 0
2042 | 5 | 3 | 18 | 68.676 | 0 | 23.1416 | 0 | 45.5343 | 0
2042 | 5 | 3 | 19 | 77.9422 | 0 | 26.2641 | 0 | 51.6781 | 0
2042 | 5 | 3 | 20 | 78.0965 | 0 | 26.3161 | 0 | 51.7804 | 0
2042 | 5 | 3 | 21 | 77.6071 | 0 | 26.1511 | 0 | 51.4559 | 0
2042 | 5 | 3 | 22 | 74.0026 | 0 | 24.9365 | 0 | 49.066 | 0
2042 | 5 | 3 | 23 | 68.7863 | 0 | 23.1788 | 0 | 45.6075 | 0
2042 | 5 | 3 | 24 | 65.1589 | 0 | 21.9565 | 0 | 43.2024 | 0
2042 | 5 | 4 | 1 | 58.3382 | 0 | 19.6581 | 0 | 38.68 | 0
2042 | 5 | 4 | 2 | 65.2562 | 0 | 21.9893 | 0 | 43.2669 | 0
2042 | 5 | 4 | 3 | 64.4322 | 0 | 21.7116 | 0 | 42.7205 | 0
2042 | 5 | 4 | 4 | 64.0873 | 0 | 21.5954 | 0 | 42.4919 | 0
2042 | 5 | 4 | 5 | 64.4255 | 0 | 21.7094 | 0 | 42.7161 | 0
2042 | 5 | 4 | 6 | 67.1503 | 0 | 22.6275 | 0 | 44.5227 | 0
2042 | 5 | 4 | 7 | 66.4536 | 0 | 22.3928 | 0 | 44.0608 | 0
2042 | 5 | 4 | 8 | 68.6948 | 0 | 23.148 | 0 | 45.5468 | 0
2042 | 5 | 4 | 9 | 70.9115 | 0 | 23.8949 | 0 | 47.0165 | 0
2042 | 5 | 4 | 10 | 73.4812 | 0 | 24.7608 | 0 | 48.7203 | 0
2042 | 5 | 4 | 11 | 71.5137 | 0 | 24.0979 | 0 | 47.4158 | 0
2042 | 5 | 4 | 12 | 67.5316 | 0 | 22.756 | 0 | 44.7756 | 0
2042 | 5 | 4 | 13 | 54.3389 | 0 | 18.3105 | 0 | 36.0284 | 0
2042 | 5 | 4 | 14 | 51.9766 | 0 | 17.5145 | 0 | 34.4621 | 0
2042 | 5 | 4 | 15 | 52.2405 | 0 | 17.6034 | 0 | 34.6371 | 0
2042 | 5 | 4 | 16 | 53.0487 | 0 | 17.8757 | 0 | 35.1729 | 0
2042 | 5 | 4 | 17 | 59.5073 | 0 | 20.0521 | 0 | 39.4552 | 0
2042 | 5 | 4 | 18 | 68.3255 | 0 | 23.0236 | 0 | 45.302 | 0
2042 | 5 | 4 | 19 | 76.6123 | 0 | 25.8159 | 0 | 50.7964 | 0
2042 | 5 | 4 | 20 | 75.3046 | 0 | 25.3753 | 0 | 49.9293 | 0
2042 | 5 | 4 | 21 | 75.5339 | 0 | 25.4526 | 0 | 50.0814 | 0
2042 | 5 | 4 | 22 | 72.5702 | 0 | 24.4539 | 0 | 48.1163 | 0
2042 | 5 | 4 | 23 | 66.7068 | 0 | 22.4781 | 0 | 44.2287 | 0
2042 | 5 | 4 | 24 | 63.0573 | 0 | 21.2483 | 0 | 41.809 | 0
2042 | 5 | 5 | 1 | 64.064 | 0 | 21.5876 | 0 | 42.4765 | 0
2042 | 5 | 5 | 2 | 56.2169 | 0 | 18.9433 | 0 | 37.2735 | 0
2042 | 5 | 5 | 3 | 55.4602 | 0 | 18.6883 | 0 | 36.7718 | 0
2042 | 5 | 5 | 4 | 55.4641 | 0 | 18.6897 | 0 | 36.7744 | 0
2042 | 5 | 5 | 5 | 57.2404 | 0 | 19.2882 | 0 | 37.9522 | 0
2042 | 5 | 5 | 6 | 60.5761 | 0 | 20.4122 | 0 | 40.1638 | 0
2042 | 5 | 5 | 7 | 61.3137 | 0 | 20.6608 | 0 | 40.6529 | 0
2042 | 5 | 5 | 8 | 67.5679 | 0 | 22.7683 | 0 | 44.7997 | 0
2042 | 5 | 5 | 9 | 70.163 | 0 | 23.6427 | 0 | 46.5203 | 0
2042 | 5 | 5 | 10 | 71.2236 | 0 | 24.0001 | 0 | 47.2235 | 0
2042 | 5 | 5 | 11 | 70.5835 | 0 | 23.7844 | 0 | 46.7991 | 0
2042 | 5 | 5 | 12 | 66.4017 | 0 | 22.3753 | 0 | 44.0264 | 0
2042 | 5 | 5 | 13 | 55.6321 | 0 | 18.7463 | 0 | 36.8858 | 0
2042 | 5 | 5 | 14 | 55.1635 | 0 | 18.5884 | 0 | 36.5752 | 0
2042 | 5 | 5 | 15 | 56.8475 | 0 | 19.1558 | 0 | 37.6917 | 0
2042 | 5 | 5 | 16 | 58.0857 | 0 | 19.5731 | 0 | 38.5126 | 0
2042 | 5 | 5 | 17 | 63.9481 | 0 | 21.5485 | 0 | 42.3996 | 0
2042 | 5 | 5 | 18 | 72.0041 | 0 | 24.2631 | 0 | 47.741 | 0
2042 | 5 | 5 | 19 | 82.2338 | 2.2338 | 27.7102 | 0 | 54.5236 | 0
2042 | 5 | 5 | 20 | 86.6345 | 6.6345 | 29.1931 | 0 | 57.4414 | 0
2042 | 5 | 5 | 21 | 87.1037 | 7.1037 | 29.3512 | 0 | 57.7525 | 0
2042 | 5 | 5 | 22 | 84.1782 | 4.1782 | 28.3654 | 0 | 55.8128 | 0
2042 | 5 | 5 | 23 | 76.8379 | 0 | 25.8919 | 0 | 50.9459 | 0
2042 | 5 | 5 | 24 | 70.9808 | 0 | 23.9183 | 0 | 47.0625 | 0
2042 | 5 | 6 | 1 | 60.1313 | 0 | 20.2623 | 0 | 39.8689 | 0
2042 | 5 | 6 | 2 | 62.1427 | 0 | 20.9401 | 0 | 41.2025 | 0
2042 | 5 | 6 | 3 | 61.7322 | 0 | 20.8018 | 0 | 40.9304 | 0
2042 | 5 | 6 | 4 | 62.1027 | 0 | 20.9267 | 0 | 41.176 | 0
2042 | 5 | 6 | 5 | 63.925 | 0 | 21.5407 | 0 | 42.3843 | 0
2042 | 5 | 6 | 6 | 67.1329 | 0 | 22.6217 | 0 | 44.5112 | 0
2042 | 5 | 6 | 7 | 71.3596 | 0 | 24.0459 | 0 | 47.3137 | 0
2042 | 5 | 6 | 8 | 75.6454 | 0 | 25.4901 | 0 | 50.1553 | 0
2042 | 5 | 6 | 9 | 69.1903 | 0 | 23.315 | 0 | 45.8754 | 0
2042 | 5 | 6 | 10 | 55.1175 | 0 | 18.5729 | 0 | 36.5447 | 0
2042 | 5 | 6 | 11 | 42.2932 | 0 | 14.2515 | 0 | 28.0417 | 0
2042 | 5 | 6 | 12 | 36.2711 | 0 | 12.2222 | 0 | 24.0488 | 0
2042 | 5 | 6 | 13 | 50.1253 | 0 | 16.8906 | 0 | 33.2346 | 0
2042 | 5 | 6 | 14 | 49.2003 | 0 | 16.579 | 0 | 32.6214 | 0
2042 | 5 | 6 | 15 | 52.5183 | 0 | 17.697 | 0 | 34.8213 | 0
2042 | 5 | 6 | 16 | 55.2831 | 0 | 18.6287 | 0 | 36.6544 | 0
2042 | 5 | 6 | 17 | 62.7058 | 0 | 21.1299 | 0 | 41.5759 | 0
2042 | 5 | 6 | 18 | 73.0062 | 0 | 24.6008 | 0 | 48.4054 | 0
2042 | 5 | 6 | 19 | 84.7181 | 4.7181 | 28.5473 | 0 | 56.1707 | 0
2042 | 5 | 6 | 20 | 84.2883 | 4.2883 | 28.4025 | 0 | 55.8858 | 0
2042 | 5 | 6 | 21 | 83.6596 | 3.6596 | 28.1907 | 0 | 55.4689 | 0
2042 | 5 | 6 | 22 | 80.2861 | 0.28606 | 27.0539 | 0 | 53.2322 | 0
2042 | 5 | 6 | 23 | 72.562 | 0 | 24.4511 | 0 | 48.1109 | 0
2042 | 5 | 6 | 24 | 66.5187 | 0 | 22.4147 | 0 | 44.104 | 0
2042 | 5 | 7 | 1 | 63.647 | 0 | 21.4471 | 0 | 42.2 | 0
2042 | 5 | 7 | 2 | 60.133 | 0 | 20.2629 | 0 | 39.8701 | 0
2042 | 5 | 7 | 3 | 59.1251 | 0 | 19.9233 | 0 | 39.2018 | 0
2042 | 5 | 7 | 4 | 58.8244 | 0 | 19.822 | 0 | 39.0024 | 0
2042 | 5 | 7 | 5 | 60.8215 | 0 | 20.4949 | 0 | 40.3266 | 0
2042 | 5 | 7 | 6 | 64.0052 | 0 | 21.5677 | 0 | 42.4374 | 0
2042 | 5 | 7 | 7 | 64.1018 | 0 | 21.6003 | 0 | 42.5015 | 0
2042 | 5 | 7 | 8 | 70.6851 | 0 | 23.8187 | 0 | 46.8665 | 0
2042 | 5 | 7 | 9 | 74.6722 | 0 | 25.1622 | 0 | 49.51 | 0
2042 | 5 | 7 | 10 | 76.7405 | 0 | 25.8591 | 0 | 50.8814 | 0
2042 | 5 | 7 | 11 | 76.0395 | 0 | 25.6229 | 0 | 50.4166 | 0
2042 | 5 | 7 | 12 | 70.1525 | 0 | 23.6392 | 0 | 46.5133 | 0
2042 | 5 | 7 | 13 | 51.5473 | 0 | 17.3698 | 0 | 34.1775 | 0
2042 | 5 | 7 | 14 | 49.9305 | 0 | 16.825 | 0 | 33.1055 | 0
2042 | 5 | 7 | 15 | 50.4269 | 0 | 16.9923 | 0 | 33.4346 | 0
2042 | 5 | 7 | 16 | 50.0316 | 0 | 16.8591 | 0 | 33.1725 | 0
2042 | 5 | 7 | 17 | 55.506 | 0 | 18.7038 | 0 | 36.8022 | 0
2042 | 5 | 7 | 18 | 64.1281 | 0 | 21.6092 | 0 | 42.519 | 0
2042 | 5 | 7 | 19 | 67.8231 | 0 | 22.8542 | 0 | 44.9688 | 0
2042 | 5 | 7 | 20 | 69.7553 | 0 | 23.5053 | 0 | 46.25 | 0
2042 | 5 | 7 | 21 | 70.5969 | 0 | 23.7889 | 0 | 46.8079 | 0
2042 | 5 | 7 | 22 | 68.5451 | 0 | 23.0975 | 0 | 45.4475 | 0
2042 | 5 | 7 | 23 | 61.9642 | 0 | 20.88 | 0 | 41.0842 | 0
2042 | 5 | 7 | 24 | 56.8024 | 0 | 19.1406 | 0 | 37.6618 | 0
2042 | 5 | 8 | 1 | 59.003 | 0 | 19.8822 | 0 | 39.1209 | 0
2042 | 5 | 8 | 2 | 49.693 | 0 | 16.745 | 0 | 32.948 | 0
2042 | 5 | 8 | 3 | 48.9356 | 0 | 16.4898 | 0 | 32.4459 | 0
2042 | 5 | 8 | 4 | 49.3763 | 0 | 16.6383 | 0 | 32.7381 | 0
2042 | 5 | 8 | 5 | 51.2452 | 0 | 17.268 | 0 | 33.9772 | 0
2042 | 5 | 8 | 6 | 54.8832 | 0 | 18.4939 | 0 | 36.3893 | 0
2042 | 5 | 8 | 7 | 58.5659 | 0 | 19.7349 | 0 | 38.831 | 0
2042 | 5 | 8 | 8 | 63.1271 | 0 | 21.2719 | 0 | 41.8553 | 0
2042 | 5 | 8 | 9 | 56.1846 | 0 | 18.9324 | 0 | 37.2521 | 0
2042 | 5 | 8 | 10 | 40.2569 | 0 | 13.5653 | 0 | 26.6916 | 0
2042 | 5 | 8 | 11 | 25.3228 | 0 | 8.533 | 0 | 16.7898 | 0
2042 | 5 | 8 | 12 | 19.1801 | 0 | 6.4631 | 0 | 12.717 | 0
2042 | 5 | 8 | 13 | 13.1441 | 0 | 4.4292 | 0 | 8.715 | 0
2042 | 5 | 8 | 14 | 10.6003 | 0 | 3.572 | 0 | 7.0283 | 0
2042 | 5 | 8 | 15 | 13.5801 | 0 | 4.5761 | 0 | 9.004 | 0
2042 | 5 | 8 | 16 | 18.7771 | 0 | 6.3273 | 0 | 12.4498 | 0
2042 | 5 | 8 | 17 | 30.7962 | 0 | 10.3774 | 0 | 20.4189 | 0
2042 | 5 | 8 | 18 | 49.2113 | 0 | 16.5827 | 0 | 32.6286 | 0
2042 | 5 | 8 | 19 | 61.7323 | 0 | 20.8018 | 0 | 40.9304 | 0
2042 | 5 | 8 | 20 | 73.3568 | 0 | 24.7189 | 0 | 48.6379 | 0
2042 | 5 | 8 | 21 | 78.2355 | 0 | 26.3629 | 0 | 51.8726 | 0
2042 | 5 | 8 | 22 | 76.2748 | 0 | 25.7022 | 0 | 50.5726 | 0
2042 | 5 | 8 | 23 | 69.48 | 0 | 23.4126 | 0 | 46.0674 | 0
2042 | 5 | 8 | 24 | 64.141 | 0 | 21.6135 | 0 | 42.5275 | 0
2042 | 5 | 9 | 1 | 62.4847 | 0 | 21.0554 | 0 | 41.4293 | 0
2042 | 5 | 9 | 2 | 61.8645 | 0 | 20.8464 | 0 | 41.0181 | 0
2042 | 5 | 9 | 3 | 61.0011 | 0 | 20.5555 | 0 | 40.4457 | 0
2042 | 5 | 9 | 4 | 61.2959 | 0 | 20.6548 | 0 | 40.6411 | 0
2042 | 5 | 9 | 5 | 63.086 | 0 | 21.258 | 0 | 41.828 | 0
2042 | 5 | 9 | 6 | 66.4893 | 0 | 22.4048 | 0 | 44.0845 | 0
2042 | 5 | 9 | 7 | 72.9996 | 0 | 24.5986 | 0 | 48.4011 | 0
2042 | 5 | 9 | 8 | 76.7993 | 0 | 25.879 | 0 | 50.9204 | 0
2042 | 5 | 9 | 9 | 69.0107 | 0 | 23.2544 | 0 | 45.7562 | 0
2042 | 5 | 9 | 10 | 51.0799 | 0 | 17.2123 | 0 | 33.8676 | 0
2042 | 5 | 9 | 11 | 33.3295 | 0 | 11.231 | 0 | 22.0985 | 0
2042 | 5 | 9 | 12 | 23.4892 | 0 | 7.9151 | 0 | 15.574 | 0
2042 | 5 | 9 | 13 | 13.2582 | 0 | 4.4676 | 0 | 8.7906 | 0
2042 | 5 | 9 | 14 | 10.103 | 0 | 3.4044 | 0 | 6.6986 | 0
2042 | 5 | 9 | 15 | 13.2785 | 0 | 4.4744 | 0 | 8.804 | 0
2042 | 5 | 9 | 16 | 18.7046 | 0 | 6.3029 | 0 | 12.4017 | 0
2042 | 5 | 9 | 17 | 31.3633 | 0 | 10.5684 | 0 | 20.7948 | 0
2042 | 5 | 9 | 18 | 50.7875 | 0 | 17.1138 | 0 | 33.6737 | 0
2042 | 5 | 9 | 19 | 57.7758 | 0 | 19.4686 | 0 | 38.3072 | 0
2042 | 5 | 9 | 20 | 68.8464 | 0 | 23.1991 | 0 | 45.6473 | 0
2042 | 5 | 9 | 21 | 73.1224 | 0 | 24.64 | 0 | 48.4825 | 0
2042 | 5 | 9 | 22 | 72.2035 | 0 | 24.3303 | 0 | 47.8732 | 0
2042 | 5 | 9 | 23 | 66.4953 | 0 | 22.4068 | 0 | 44.0885 | 0
2042 | 5 | 9 | 24 | 61.5694 | 0 | 20.7469 | 0 | 40.8224 | 0
2042 | 5 | 10 | 1 | 61.2062 | 0 | 20.6246 | 0 | 40.5816 | 0
2042 | 5 | 10 | 2 | 58.162 | 0 | 19.5988 | 0 | 38.5632 | 0
2042 | 5 | 10 | 3 | 56.3893 | 0 | 19.0014 | 0 | 37.3879 | 0
2042 | 5 | 10 | 4 | 55.7117 | 0 | 18.7731 | 0 | 36.9386 | 0
2042 | 5 | 10 | 5 | 56.5611 | 0 | 19.0593 | 0 | 37.5018 | 0
2042 | 5 | 10 | 6 | 59.0676 | 0 | 19.9039 | 0 | 39.1637 | 0
2042 | 5 | 10 | 7 | 64.6953 | 0 | 21.8003 | 0 | 42.895 | 0
2042 | 5 | 10 | 8 | 65.0953 | 0 | 21.9351 | 0 | 43.1602 | 0
2042 | 5 | 10 | 9 | 60.0062 | 0 | 20.2202 | 0 | 39.786 | 0
2042 | 5 | 10 | 10 | 50.9386 | 0 | 17.1647 | 0 | 33.7739 | 0
2042 | 5 | 10 | 11 | 40.4886 | 0 | 13.6434 | 0 | 26.8452 | 0
2042 | 5 | 10 | 12 | 35.2602 | 0 | 11.8816 | 0 | 23.3786 | 0
2042 | 5 | 10 | 13 | 52.5853 | 0 | 17.7196 | 0 | 34.8657 | 0
2042 | 5 | 10 | 14 | 49.7276 | 0 | 16.7567 | 0 | 32.971 | 0
2042 | 5 | 10 | 15 | 50.5119 | 0 | 17.0209 | 0 | 33.491 | 0
2042 | 5 | 10 | 16 | 50.9672 | 0 | 17.1743 | 0 | 33.7928 | 0
2042 | 5 | 10 | 17 | 57.8756 | 0 | 19.5023 | 0 | 38.3734 | 0
2042 | 5 | 10 | 18 | 69.0532 | 0 | 23.2688 | 0 | 45.7845 | 0
2042 | 5 | 10 | 19 | 66.0632 | 0 | 22.2612 | 0 | 43.802 | 0
2042 | 5 | 10 | 20 | 72.4766 | 0 | 24.4224 | 0 | 48.0543 | 0
2042 | 5 | 10 | 21 | 72.8818 | 0 | 24.5589 | 0 | 48.3229 | 0
2042 | 5 | 10 | 22 | 70.5458 | 0 | 23.7717 | 0 | 46.7741 | 0
2042 | 5 | 10 | 23 | 65.6396 | 0 | 22.1185 | 0 | 43.5211 | 0
2042 | 5 | 10 | 24 | 61.6612 | 0 | 20.7779 | 0 | 40.8833 | 0
2042 | 5 | 11 | 1 | 55.1958 | 0 | 18.5993 | 0 | 36.5966 | 0
2042 | 5 | 11 | 2 | 54.2653 | 0 | 18.2857 | 0 | 35.9796 | 0
2042 | 5 | 11 | 3 | 52.9033 | 0 | 17.8268 | 0 | 35.0766 | 0
2042 | 5 | 11 | 4 | 52.5913 | 0 | 17.7216 | 0 | 34.8697 | 0
2042 | 5 | 11 | 5 | 53.4494 | 0 | 18.0108 | 0 | 35.4386 | 0
2042 | 5 | 11 | 6 | 55.8533 | 0 | 18.8208 | 0 | 37.0325 | 0
2042 | 5 | 11 | 7 | 58.8717 | 0 | 19.8379 | 0 | 39.0338 | 0
2042 | 5 | 11 | 8 | 59.3754 | 0 | 20.0076 | 0 | 39.3678 | 0
2042 | 5 | 11 | 9 | 57.3825 | 0 | 19.3361 | 0 | 38.0464 | 0
2042 | 5 | 11 | 10 | 54.3501 | 0 | 18.3143 | 0 | 36.0358 | 0
2042 | 5 | 11 | 11 | 49.1165 | 0 | 16.5507 | 0 | 32.5658 | 0
2042 | 5 | 11 | 12 | 46.2478 | 0 | 15.5841 | 0 | 30.6638 | 0
2042 | 5 | 11 | 13 | 57.8773 | 0 | 19.5028 | 0 | 38.3744 | 0
2042 | 5 | 11 | 14 | 57.1411 | 0 | 19.2548 | 0 | 37.8864 | 0
2042 | 5 | 11 | 15 | 58.4783 | 0 | 19.7053 | 0 | 38.773 | 0
2042 | 5 | 11 | 16 | 60.7406 | 0 | 20.4677 | 0 | 40.2729 | 0
2042 | 5 | 11 | 17 | 67.2509 | 0 | 22.6614 | 0 | 44.5894 | 0
2042 | 5 | 11 | 18 | 76.8188 | 0 | 25.8855 | 0 | 50.9333 | 0
2042 | 5 | 11 | 19 | 74.544 | 0 | 25.119 | 0 | 49.425 | 0
2042 | 5 | 11 | 20 | 79.7655 | 0 | 26.8785 | 0 | 52.887 | 0
2042 | 5 | 11 | 21 | 80.6212 | 0.62118 | 27.1668 | 0 | 53.4544 | 0
2042 | 5 | 11 | 22 | 78.582 | 0 | 26.4797 | 0 | 52.1023 | 0
2042 | 5 | 11 | 23 | 72.3492 | 0 | 24.3794 | 0 | 47.9698 | 0
2042 | 5 | 11 | 24 | 67.6119 | 0 | 22.7831 | 0 | 44.8288 | 0
2042 | 5 | 12 | 1 | 58.6685 | 0 | 19.7694 | 0 | 38.899 | 0
2042 | 5 | 12 | 2 | 61.9958 | 0 | 20.8906 | 0 | 41.1051 | 0
2042 | 5 | 12 | 3 | 61.1738 | 0 | 20.6137 | 0 | 40.5602 | 0
2042 | 5 | 12 | 4 | 61.2056 | 0 | 20.6243 | 0 | 40.5812 | 0
2042 | 5 | 12 | 5 | 62.4993 | 0 | 21.0603 | 0 | 41.439 | 0
2042 | 5 | 12 | 6 | 65.3076 | 0 | 22.0066 | 0 | 43.301 | 0
2042 | 5 | 12 | 7 | 73.2367 | 0 | 24.6785 | 0 | 48.5582 | 0
2042 | 5 | 12 | 8 | 76.6462 | 0 | 25.8274 | 0 | 50.8189 | 0
2042 | 5 | 12 | 9 | 71.8887 | 0 | 24.2242 | 0 | 47.6645 | 0
2042 | 5 | 12 | 10 | 63.3506 | 0 | 21.3472 | 0 | 42.0034 | 0
2042 | 5 | 12 | 11 | 55.739 | 0 | 18.7823 | 0 | 36.9567 | 0
2042 | 5 | 12 | 12 | 51.5108 | 0 | 17.3575 | 0 | 34.1533 | 0
2042 | 5 | 12 | 13 | 61.5889 | 0 | 20.7535 | 0 | 40.8354 | 0
2042 | 5 | 12 | 14 | 61.5666 | 0 | 20.746 | 0 | 40.8206 | 0
2042 | 5 | 12 | 15 | 64.2761 | 0 | 21.659 | 0 | 42.6171 | 0
2042 | 5 | 12 | 16 | 66.4431 | 0 | 22.3892 | 0 | 44.0539 | 0
2042 | 5 | 12 | 17 | 73.2556 | 0 | 24.6848 | 0 | 48.5708 | 0
2042 | 5 | 12 | 18 | 82.3602 | 2.3602 | 27.7528 | 0 | 54.6074 | 0
2042 | 5 | 12 | 19 | 79.5803 | 0 | 26.816 | 0 | 52.7642 | 0
2042 | 5 | 12 | 20 | 87.1375 | 7.1375 | 29.3626 | 0 | 57.7749 | 0
2042 | 5 | 12 | 21 | 87.8271 | 7.8271 | 29.595 | 0 | 58.2321 | 0
2042 | 5 | 12 | 22 | 85.0609 | 5.0609 | 28.6628 | 0 | 56.398 | 0
2042 | 5 | 12 | 23 | 77.2293 | 0 | 26.0239 | 0 | 51.2055 | 0
2042 | 5 | 12 | 24 | 70.8452 | 0 | 23.8726 | 0 | 46.9726 | 0
2042 | 5 | 13 | 1 | 63.3203 | 0 | 21.337 | 0 | 41.9834 | 0
2042 | 5 | 13 | 2 | 61.6577 | 0 | 20.7767 | 0 | 40.881 | 0
2042 | 5 | 13 | 3 | 60.5532 | 0 | 20.4045 | 0 | 40.1487 | 0
2042 | 5 | 13 | 4 | 60.3722 | 0 | 20.3435 | 0 | 40.0287 | 0
2042 | 5 | 13 | 5 | 61.6695 | 0 | 20.7807 | 0 | 40.8888 | 0
2042 | 5 | 13 | 6 | 64.2772 | 0 | 21.6594 | 0 | 42.6178 | 0
2042 | 5 | 13 | 7 | 69.9073 | 0 | 23.5566 | 0 | 46.3507 | 0
2042 | 5 | 13 | 8 | 72.3021 | 0 | 24.3635 | 0 | 47.9385 | 0
2042 | 5 | 13 | 9 | 66.142 | 0 | 22.2878 | 0 | 43.8542 | 0
2042 | 5 | 13 | 10 | 55.6902 | 0 | 18.7659 | 0 | 36.9244 | 0
2042 | 5 | 13 | 11 | 47.2355 | 0 | 15.9169 | 0 | 31.3186 | 0
2042 | 5 | 13 | 12 | 43.3979 | 0 | 14.6237 | 0 | 28.7742 | 0
2042 | 5 | 13 | 13 | 62.3356 | 0 | 21.0052 | 0 | 41.3305 | 0
2042 | 5 | 13 | 14 | 61.1838 | 0 | 20.617 | 0 | 40.5668 | 0
2042 | 5 | 13 | 15 | 64.5076 | 0 | 21.737 | 0 | 42.7706 | 0
2042 | 5 | 13 | 16 | 66.9806 | 0 | 22.5704 | 0 | 44.4103 | 0
2042 | 5 | 13 | 17 | 74.1305 | 0 | 24.9797 | 0 | 49.1509 | 0
2042 | 5 | 13 | 18 | 83.0261 | 3.0261 | 27.9772 | 0 | 55.0489 | 0
2042 | 5 | 13 | 19 | 80.6457 | 0.64565 | 27.1751 | 0 | 53.4706 | 0
2042 | 5 | 13 | 20 | 87.3638 | 7.3638 | 29.4389 | 0 | 57.925 | 0
2042 | 5 | 13 | 21 | 87.9588 | 7.9588 | 29.6394 | 0 | 58.3195 | 0
2042 | 5 | 13 | 22 | 84.841 | 4.841 | 28.5888 | 0 | 56.2523 | 0
2042 | 5 | 13 | 23 | 76.6842 | 0 | 25.8402 | 0 | 50.844 | 0
2042 | 5 | 13 | 24 | 70.0209 | 0 | 23.5948 | 0 | 46.426 | 0
2042 | 5 | 14 | 1 | 63.6012 | 0 | 21.4316 | 0 | 42.1696 | 0
2042 | 5 | 14 | 2 | 60.0087 | 0 | 20.221 | 0 | 39.7876 | 0
2042 | 5 | 14 | 3 | 58.4358 | 0 | 19.691 | 0 | 38.7447 | 0
2042 | 5 | 14 | 4 | 57.7012 | 0 | 19.4435 | 0 | 38.2577 | 0
2042 | 5 | 14 | 5 | 59.4353 | 0 | 20.0278 | 0 | 39.4075 | 0
2042 | 5 | 14 | 6 | 62.5647 | 0 | 21.0823 | 0 | 41.4824 | 0
2042 | 5 | 14 | 7 | 64.8968 | 0 | 21.8682 | 0 | 43.0286 | 0
2042 | 5 | 14 | 8 | 68.5688 | 0 | 23.1055 | 0 | 45.4632 | 0
2042 | 5 | 14 | 9 | 64.3011 | 0 | 21.6675 | 0 | 42.6337 | 0
2042 | 5 | 14 | 10 | 56.3012 | 0 | 18.9717 | 0 | 37.3294 | 0
2042 | 5 | 14 | 11 | 49.9244 | 0 | 16.8229 | 0 | 33.1014 | 0
2042 | 5 | 14 | 12 | 47.2576 | 0 | 15.9243 | 0 | 31.3333 | 0
2042 | 5 | 14 | 13 | 50.8345 | 0 | 17.1296 | 0 | 33.7049 | 0
2042 | 5 | 14 | 14 | 51.0026 | 0 | 17.1863 | 0 | 33.8163 | 0
2042 | 5 | 14 | 15 | 55.4448 | 0 | 18.6832 | 0 | 36.7617 | 0
2042 | 5 | 14 | 16 | 62.0343 | 0 | 20.9036 | 0 | 41.1307 | 0
2042 | 5 | 14 | 17 | 75.1434 | 0 | 25.321 | 0 | 49.8224 | 0
2042 | 5 | 14 | 18 | 91.5333 | 11.5333 | 30.8438 | 0 | 60.6894 | 0
2042 | 5 | 14 | 19 | 95.7917 | 15.7917 | 32.2788 | 0 | 63.5129 | 0
2042 | 5 | 14 | 20 | 100.3702 | 20.3702 | 33.8216 | 0 | 66.5486 | 0
2042 | 5 | 14 | 21 | 98.9786 | 18.9786 | 33.3527 | 0 | 65.626 | 0
2042 | 5 | 14 | 22 | 94.5296 | 14.5296 | 31.8535 | 0 | 62.6761 | 0
2042 | 5 | 14 | 23 | 85.0961 | 5.0961 | 28.6747 | 0 | 56.4214 | 0
2042 | 5 | 14 | 24 | 76.9492 | 0 | 25.9295 | 0 | 51.0197 | 0
2042 | 5 | 15 | 1 | 65.1489 | 0 | 21.9531 | 0 | 43.1958 | 0
2042 | 5 | 15 | 2 | 66.4779 | 0 | 22.4009 | 0 | 44.0769 | 0
2042 | 5 | 15 | 3 | 64.61 | 0 | 21.7715 | 0 | 42.8385 | 0
2042 | 5 | 15 | 4 | 63.7327 | 0 | 21.4759 | 0 | 42.2568 | 0
2042 | 5 | 15 | 5 | 64.6658 | 0 | 21.7903 | 0 | 42.8754 | 0
2042 | 5 | 15 | 6 | 67.6522 | 0 | 22.7967 | 0 | 44.8555 | 0
2042 | 5 | 15 | 7 | 69.4111 | 0 | 23.3894 | 0 | 46.0217 | 0
2042 | 5 | 15 | 8 | 74.0603 | 0 | 24.956 | 0 | 49.1043 | 0
2042 | 5 | 15 | 9 | 71.947 | 0 | 24.2439 | 0 | 47.7031 | 0
2042 | 5 | 15 | 10 | 66.4275 | 0 | 22.384 | 0 | 44.0435 | 0
2042 | 5 | 15 | 11 | 61.4631 | 0 | 20.7111 | 0 | 40.7519 | 0
2042 | 5 | 15 | 12 | 58.8315 | 0 | 19.8244 | 0 | 39.0071 | 0
2042 | 5 | 15 | 13 | 58.8525 | 0 | 19.8315 | 0 | 39.0211 | 0
2042 | 5 | 15 | 14 | 58.7628 | 0 | 19.8012 | 0 | 38.9616 | 0
2042 | 5 | 15 | 15 | 62.7469 | 0 | 21.1437 | 0 | 41.6032 | 0
2042 | 5 | 15 | 16 | 70.1466 | 0 | 23.6372 | 0 | 46.5094 | 0
2042 | 5 | 15 | 17 | 82.7848 | 2.7848 | 27.8959 | 0 | 54.8889 | 0
2042 | 5 | 15 | 18 | 98.894 | 18.894 | 33.3242 | 0 | 65.5698 | 0
2042 | 5 | 15 | 19 | 109.97 | 29.97 | 37.0564 | 0.05645 | 72.9136 | 0
2042 | 5 | 15 | 20 | 114.9142 | 34.9142 | 38.7225 | 1.7225 | 76.1917 | 0
2042 | 5 | 15 | 21 | 112.8516 | 32.8516 | 38.0274 | 1.0274 | 74.8241 | 0
2042 | 5 | 15 | 22 | 107.4079 | 27.4079 | 36.1931 | 0 | 71.2148 | 0
2042 | 5 | 15 | 23 | 97.0567 | 17.0567 | 32.705 | 0 | 64.3516 | 0
2042 | 5 | 15 | 24 | 87.6125 | 7.6125 | 29.5227 | 0 | 58.0898 | 0
2042 | 5 | 16 | 1 | 72.011 | 0 | 24.2654 | 0 | 47.7456 | 0
2042 | 5 | 16 | 2 | 74.036 | 0 | 24.9478 | 0 | 49.0882 | 0
2042 | 5 | 16 | 3 | 72.0314 | 0 | 24.2723 | 0 | 47.7591 | 0
2042 | 5 | 16 | 4 | 70.8304 | 0 | 23.8676 | 0 | 46.9628 | 0
2042 | 5 | 16 | 5 | 71.4702 | 0 | 24.0832 | 0 | 47.387 | 0
2042 | 5 | 16 | 6 | 74.205 | 0 | 25.0048 | 0 | 49.2003 | 0
2042 | 5 | 16 | 7 | 74.74 | 0 | 25.185 | 0 | 49.5549 | 0
2042 | 5 | 16 | 8 | 79.0605 | 0 | 26.6409 | 0 | 52.4196 | 0
2042 | 5 | 16 | 9 | 77.5894 | 0 | 26.1452 | 0 | 51.4442 | 0
2042 | 5 | 16 | 10 | 73.3524 | 0 | 24.7175 | 0 | 48.635 | 0
2042 | 5 | 16 | 11 | 69.7966 | 0 | 23.5193 | 0 | 46.2773 | 0
2042 | 5 | 16 | 12 | 69.384 | 0 | 23.3802 | 0 | 46.0038 | 0
2042 | 5 | 16 | 13 | 63.9101 | 0 | 21.5357 | 0 | 42.3744 | 0
2042 | 5 | 16 | 14 | 63.5575 | 0 | 21.4169 | 0 | 42.1406 | 0
2042 | 5 | 16 | 15 | 67.6592 | 0 | 22.799 | 0 | 44.8602 | 0
2042 | 5 | 16 | 16 | 74.2967 | 0 | 25.0357 | 0 | 49.2611 | 0
2042 | 5 | 16 | 17 | 85.9282 | 5.9282 | 28.9551 | 0 | 56.9731 | 0
2042 | 5 | 16 | 18 | 99.8364 | 19.8364 | 33.6417 | 0 | 66.1947 | 0
2042 | 5 | 16 | 19 | 104.8193 | 24.8193 | 35.3208 | 0 | 69.4985 | 0
2042 | 5 | 16 | 20 | 108.8812 | 28.8812 | 36.6895 | 0 | 72.1916 | 0
2042 | 5 | 16 | 21 | 106.2261 | 26.2261 | 35.7949 | 0 | 70.4313 | 0
2042 | 5 | 16 | 22 | 101.4605 | 21.4605 | 34.189 | 0 | 67.2715 | 0
2042 | 5 | 16 | 23 | 92.4552 | 12.4552 | 31.1545 | 0 | 61.3007 | 0
2042 | 5 | 16 | 24 | 83.6893 | 3.6893 | 28.2007 | 0 | 55.4887 | 0
2042 | 5 | 17 | 1 | 77.6599 | 0 | 26.1689 | 0 | 51.4909 | 0
2042 | 5 | 17 | 2 | 75.1857 | 0 | 25.3352 | 0 | 49.8505 | 0
2042 | 5 | 17 | 3 | 73.4549 | 0 | 24.752 | 0 | 48.7029 | 0
2042 | 5 | 17 | 4 | 71.0298 | 0 | 23.9348 | 0 | 47.095 | 0
2042 | 5 | 17 | 5 | 69.3612 | 0 | 23.3725 | 0 | 45.9886 | 0
2042 | 5 | 17 | 6 | 70.757 | 0 | 23.8429 | 0 | 46.9141 | 0
2042 | 5 | 17 | 7 | 68.3376 | 0 | 23.0276 | 0 | 45.31 | 0
2042 | 5 | 17 | 8 | 73.1513 | 0 | 24.6497 | 0 | 48.5016 | 0
2042 | 5 | 17 | 9 | 80.5621 | 0.5621 | 27.1469 | 0 | 53.4152 | 0
2042 | 5 | 17 | 10 | 89.048 | 9.048 | 30.0064 | 0 | 59.0416 | 0
2042 | 5 | 17 | 11 | 92.5223 | 12.5223 | 31.1771 | 0 | 61.3452 | 0
2042 | 5 | 17 | 12 | 89.6719 | 9.6719 | 30.2166 | 0 | 59.4553 | 0
2042 | 5 | 17 | 13 | 62.6368 | 0 | 21.1066 | 0 | 41.5301 | 0
2042 | 5 | 17 | 14 | 58.6694 | 0 | 19.7698 | 0 | 38.8997 | 0
2042 | 5 | 17 | 15 | 59.1744 | 0 | 19.9399 | 0 | 39.2345 | 0
2042 | 5 | 17 | 16 | 58.4931 | 0 | 19.7103 | 0 | 38.7827 | 0
2042 | 5 | 17 | 17 | 63.634 | 0 | 21.4427 | 0 | 42.1913 | 0
2042 | 5 | 17 | 18 | 71.7819 | 0 | 24.1883 | 0 | 47.5937 | 0
2042 | 5 | 17 | 19 | 78.5359 | 0 | 26.4641 | 0 | 52.0717 | 0
2042 | 5 | 17 | 20 | 83.6 | 3.6 | 28.1706 | 0 | 55.4294 | 0
2042 | 5 | 17 | 21 | 82.6859 | 2.6859 | 27.8625 | 0 | 54.8233 | 0
2042 | 5 | 17 | 22 | 80.0405 | 0.040452 | 26.9711 | 0 | 53.0693 | 0
2042 | 5 | 17 | 23 | 74.7418 | 0 | 25.1856 | 0 | 49.5562 | 0
2042 | 5 | 17 | 24 | 68.7143 | 0 | 23.1546 | 0 | 45.5598 | 0
2042 | 5 | 18 | 1 | 66.922 | 0 | 22.5506 | 0 | 44.3714 | 0
2042 | 5 | 18 | 2 | 55.4016 | 0 | 18.6686 | 0 | 36.733 | 0
2042 | 5 | 18 | 3 | 54.1998 | 0 | 18.2636 | 0 | 35.9362 | 0
2042 | 5 | 18 | 4 | 53.505 | 0 | 18.0295 | 0 | 35.4755 | 0
2042 | 5 | 18 | 5 | 53.8713 | 0 | 18.1529 | 0 | 35.7184 | 0
2042 | 5 | 18 | 6 | 55.5011 | 0 | 18.7021 | 0 | 36.7989 | 0
2042 | 5 | 18 | 7 | 50.9732 | 0 | 17.1764 | 0 | 33.7968 | 0
2042 | 5 | 18 | 8 | 52.7558 | 0 | 17.7771 | 0 | 34.9788 | 0
2042 | 5 | 18 | 9 | 47.0596 | 0 | 15.8576 | 0 | 31.202 | 0
2042 | 5 | 18 | 10 | 38.5174 | 0 | 12.9792 | 0 | 25.5383 | 0
2042 | 5 | 18 | 11 | 27.863 | 0 | 9.3889 | 0 | 18.474 | 0
2042 | 5 | 18 | 12 | 24.6111 | 0 | 8.2932 | 0 | 16.3179 | 0
2042 | 5 | 18 | 13 | 50.168 | 0 | 16.905 | 0 | 33.263 | 0
2042 | 5 | 18 | 14 | 47.2857 | 0 | 15.9338 | 0 | 31.3519 | 0
2042 | 5 | 18 | 15 | 47.8359 | 0 | 16.1192 | 0 | 31.7167 | 0
2042 | 5 | 18 | 16 | 46.1562 | 0 | 15.5532 | 0 | 30.603 | 0
2042 | 5 | 18 | 17 | 53.4486 | 0 | 18.0105 | 0 | 35.4381 | 0
2042 | 5 | 18 | 18 | 63.4859 | 0 | 21.3928 | 0 | 42.0931 | 0
2042 | 5 | 18 | 19 | 69.1999 | 0 | 23.3182 | 0 | 45.8817 | 0
2042 | 5 | 18 | 20 | 75.7823 | 0 | 25.5363 | 0 | 50.246 | 0
2042 | 5 | 18 | 21 | 76.8677 | 0 | 25.902 | 0 | 50.9657 | 0
2042 | 5 | 18 | 22 | 76.2582 | 0 | 25.6966 | 0 | 50.5616 | 0
2042 | 5 | 18 | 23 | 70.701 | 0 | 23.824 | 0 | 46.877 | 0
2042 | 5 | 18 | 24 | 64.7419 | 0 | 21.816 | 0 | 42.9259 | 0
2042 | 5 | 19 | 1 | 59.5885 | 0 | 20.0794 | 0 | 39.509 | 0
2042 | 5 | 19 | 2 | 61.499 | 0 | 20.7232 | 0 | 40.7758 | 0
2042 | 5 | 19 | 3 | 61.0714 | 0 | 20.5791 | 0 | 40.4923 | 0
2042 | 5 | 19 | 4 | 60.9535 | 0 | 20.5394 | 0 | 40.4141 | 0
2042 | 5 | 19 | 5 | 60.3399 | 0 | 20.3326 | 0 | 40.0072 | 0
2042 | 5 | 19 | 6 | 62.5328 | 0 | 21.0716 | 0 | 41.4612 | 0
2042 | 5 | 19 | 7 | 65.6149 | 0 | 22.1101 | 0 | 43.5047 | 0
2042 | 5 | 19 | 8 | 67.1176 | 0 | 22.6165 | 0 | 44.5011 | 0
2042 | 5 | 19 | 9 | 63.1122 | 0 | 21.2668 | 0 | 41.8454 | 0
2042 | 5 | 19 | 10 | 55.6697 | 0 | 18.7589 | 0 | 36.9107 | 0
2042 | 5 | 19 | 11 | 45.5919 | 0 | 15.363 | 0 | 30.2288 | 0
2042 | 5 | 19 | 12 | 38.4809 | 0 | 12.9669 | 0 | 25.5141 | 0
2042 | 5 | 19 | 13 | 61.0392 | 0 | 20.5683 | 0 | 40.4709 | 0
2042 | 5 | 19 | 14 | 61.397 | 0 | 20.6889 | 0 | 40.7082 | 0
2042 | 5 | 19 | 15 | 63.2497 | 0 | 21.3131 | 0 | 41.9365 | 0
2042 | 5 | 19 | 16 | 68.4465 | 0 | 23.0643 | 0 | 45.3822 | 0
2042 | 5 | 19 | 17 | 74.4565 | 0 | 25.0895 | 0 | 49.367 | 0
2042 | 5 | 19 | 18 | 82.2744 | 2.2744 | 27.7239 | 0 | 54.5505 | 0
2042 | 5 | 19 | 19 | 88.4111 | 8.4111 | 29.7917 | 0 | 58.6193 | 0
2042 | 5 | 19 | 20 | 86.6792 | 6.6792 | 29.2082 | 0 | 57.471 | 0
2042 | 5 | 19 | 21 | 83.3907 | 3.3907 | 28.1 | 0 | 55.2906 | 0
2042 | 5 | 19 | 22 | 81.6446 | 1.6446 | 27.5117 | 0 | 54.1329 | 0
2042 | 5 | 19 | 23 | 75.1947 | 0 | 25.3382 | 0 | 49.8564 | 0
2042 | 5 | 19 | 24 | 70.0444 | 0 | 23.6028 | 0 | 46.4416 | 0
2042 | 5 | 20 | 1 | 65.2083 | 0 | 21.9732 | 0 | 43.2352 | 0
2042 | 5 | 20 | 2 | 64.2394 | 0 | 21.6467 | 0 | 42.5927 | 0
2042 | 5 | 20 | 3 | 63.2294 | 0 | 21.3063 | 0 | 41.9231 | 0
2042 | 5 | 20 | 4 | 62.5701 | 0 | 21.0842 | 0 | 41.486 | 0
2042 | 5 | 20 | 5 | 63.4354 | 0 | 21.3757 | 0 | 42.0597 | 0
2042 | 5 | 20 | 6 | 66.2029 | 0 | 22.3083 | 0 | 43.8946 | 0
2042 | 5 | 20 | 7 | 71.5975 | 0 | 24.1261 | 0 | 47.4714 | 0
2042 | 5 | 20 | 8 | 76.0857 | 0 | 25.6385 | 0 | 50.4472 | 0
2042 | 5 | 20 | 9 | 77.6363 | 0 | 26.161 | 0 | 51.4753 | 0
2042 | 5 | 20 | 10 | 77.4051 | 0 | 26.0831 | 0 | 51.322 | 0
2042 | 5 | 20 | 11 | 75.0112 | 0 | 25.2764 | 0 | 49.7348 | 0
2042 | 5 | 20 | 12 | 71.7842 | 0 | 24.189 | 0 | 47.5952 | 0
2042 | 5 | 20 | 13 | 52.5227 | 0 | 17.6985 | 0 | 34.8242 | 0
2042 | 5 | 20 | 14 | 50.7318 | 0 | 17.095 | 0 | 33.6368 | 0
2042 | 5 | 20 | 15 | 52.934 | 0 | 17.8371 | 0 | 35.0969 | 0
2042 | 5 | 20 | 16 | 55.995 | 0 | 18.8685 | 0 | 37.1264 | 0
2042 | 5 | 20 | 17 | 62.7483 | 0 | 21.1442 | 0 | 41.6041 | 0
2042 | 5 | 20 | 18 | 71.4607 | 0 | 24.08 | 0 | 47.3807 | 0
2042 | 5 | 20 | 19 | 77.5009 | 0 | 26.1154 | 0 | 51.3856 | 0
2042 | 5 | 20 | 20 | 82.377 | 2.377 | 27.7584 | 0 | 54.6185 | 0
2042 | 5 | 20 | 21 | 83.2746 | 3.2746 | 28.0609 | 0 | 55.2137 | 0
2042 | 5 | 20 | 22 | 80.3717 | 0.37167 | 27.0827 | 0 | 53.2889 | 0
2042 | 5 | 20 | 23 | 72.8409 | 0 | 24.5451 | 0 | 48.2958 | 0
2042 | 5 | 20 | 24 | 66.4194 | 0 | 22.3812 | 0 | 44.0381 | 0
2042 | 5 | 21 | 1 | 63.4941 | 0 | 21.3955 | 0 | 42.0986 | 0
2042 | 5 | 21 | 2 | 57.6241 | 0 | 19.4175 | 0 | 38.2066 | 0
2042 | 5 | 21 | 3 | 55.9658 | 0 | 18.8587 | 0 | 37.1071 | 0
2042 | 5 | 21 | 4 | 55.3945 | 0 | 18.6662 | 0 | 36.7283 | 0
2042 | 5 | 21 | 5 | 57.3038 | 0 | 19.3096 | 0 | 37.9942 | 0
2042 | 5 | 21 | 6 | 60.0698 | 0 | 20.2416 | 0 | 39.8282 | 0
2042 | 5 | 21 | 7 | 60.1491 | 0 | 20.2684 | 0 | 39.8807 | 0
2042 | 5 | 21 | 8 | 65.2694 | 0 | 21.9937 | 0 | 43.2756 | 0
2042 | 5 | 21 | 9 | 65.7598 | 0 | 22.159 | 0 | 43.6008 | 0
2042 | 5 | 21 | 10 | 61.7996 | 0 | 20.8245 | 0 | 40.9751 | 0
2042 | 5 | 21 | 11 | 56.4439 | 0 | 19.0198 | 0 | 37.4241 | 0
2042 | 5 | 21 | 12 | 53.3125 | 0 | 17.9646 | 0 | 35.3478 | 0
2042 | 5 | 21 | 13 | 51.7123 | 0 | 17.4254 | 0 | 34.2869 | 0
2042 | 5 | 21 | 14 | 49.6275 | 0 | 16.7229 | 0 | 32.9046 | 0
2042 | 5 | 21 | 15 | 50.8257 | 0 | 17.1267 | 0 | 33.6991 | 0
2042 | 5 | 21 | 16 | 51.7428 | 0 | 17.4357 | 0 | 34.3071 | 0
2042 | 5 | 21 | 17 | 58.6555 | 0 | 19.765 | 0 | 38.8904 | 0
2042 | 5 | 21 | 18 | 67.2536 | 0 | 22.6624 | 0 | 44.5913 | 0
2042 | 5 | 21 | 19 | 74.3767 | 0 | 25.0626 | 0 | 49.3141 | 0
2042 | 5 | 21 | 20 | 75.2012 | 0 | 25.3405 | 0 | 49.8608 | 0
2042 | 5 | 21 | 21 | 75.6081 | 0 | 25.4775 | 0 | 50.1305 | 0
2042 | 5 | 21 | 22 | 72.7283 | 0 | 24.5072 | 0 | 48.2212 | 0
2042 | 5 | 21 | 23 | 65.3613 | 0 | 22.0247 | 0 | 43.3366 | 0
2042 | 5 | 21 | 24 | 59.4017 | 0 | 20.0165 | 0 | 39.3852 | 0
2042 | 5 | 22 | 1 | 62.2272 | 0 | 20.9686 | 0 | 41.2586 | 0
2042 | 5 | 22 | 2 | 58.0255 | 0 | 19.5528 | 0 | 38.4727 | 0
2042 | 5 | 22 | 3 | 55.4425 | 0 | 18.6824 | 0 | 36.7601 | 0
2042 | 5 | 22 | 4 | 54.5428 | 0 | 18.3792 | 0 | 36.1636 | 0
2042 | 5 | 22 | 5 | 56.1693 | 0 | 18.9273 | 0 | 37.242 | 0
2042 | 5 | 22 | 6 | 59.1879 | 0 | 19.9445 | 0 | 39.2435 | 0
2042 | 5 | 22 | 7 | 58.8396 | 0 | 19.8271 | 0 | 39.0125 | 0
2042 | 5 | 22 | 8 | 64.9687 | 0 | 21.8924 | 0 | 43.0763 | 0
2042 | 5 | 22 | 9 | 65.1953 | 0 | 21.9688 | 0 | 43.2265 | 0
2042 | 5 | 22 | 10 | 59.5522 | 0 | 20.0672 | 0 | 39.485 | 0
2042 | 5 | 22 | 11 | 54.3504 | 0 | 18.3144 | 0 | 36.036 | 0
2042 | 5 | 22 | 12 | 52.0618 | 0 | 17.5432 | 0 | 34.5186 | 0
2042 | 5 | 22 | 13 | 67.5116 | 0 | 22.7493 | 0 | 44.7623 | 0
2042 | 5 | 22 | 14 | 66.9284 | 0 | 22.5528 | 0 | 44.3756 | 0
2042 | 5 | 22 | 15 | 69.4223 | 0 | 23.3931 | 0 | 46.0291 | 0
2042 | 5 | 22 | 16 | 72.2206 | 0 | 24.3361 | 0 | 47.8845 | 0
2042 | 5 | 22 | 17 | 79.9199 | 0 | 26.9305 | 0 | 52.9894 | 0
2042 | 5 | 22 | 18 | 90.6234 | 10.6234 | 30.5372 | 0 | 60.0861 | 0
2042 | 5 | 22 | 19 | 112.3521 | 32.3521 | 37.8591 | 0.85913 | 74.493 | 0
2042 | 5 | 22 | 20 | 115.2633 | 35.2633 | 38.8401 | 1.8401 | 76.4232 | 0
2042 | 5 | 22 | 21 | 113.6317 | 33.6317 | 38.2903 | 1.2903 | 75.3414 | 0
2042 | 5 | 22 | 22 | 109.5364 | 29.5364 | 36.9103 | 0 | 72.626 | 0
2042 | 5 | 22 | 23 | 99.6945 | 19.6945 | 33.5939 | 0 | 66.1006 | 0
2042 | 5 | 22 | 24 | 89.6177 | 9.6177 | 30.1984 | 0 | 59.4194 | 0
2042 | 5 | 23 | 1 | 67.6958 | 0 | 22.8114 | 0 | 44.8844 | 0
2042 | 5 | 23 | 2 | 74.726 | 0 | 25.1803 | 0 | 49.5457 | 0
2042 | 5 | 23 | 3 | 73.2827 | 0 | 24.694 | 0 | 48.5888 | 0
2042 | 5 | 23 | 4 | 72.721 | 0 | 24.5047 | 0 | 48.2163 | 0
2042 | 5 | 23 | 5 | 73.661 | 0 | 24.8214 | 0 | 48.8395 | 0
2042 | 5 | 23 | 6 | 75.4932 | 0 | 25.4388 | 0 | 50.0544 | 0
2042 | 5 | 23 | 7 | 74.7894 | 0 | 25.2017 | 0 | 49.5877 | 0
2042 | 5 | 23 | 8 | 82.0211 | 2.0211 | 27.6385 | 0 | 54.3825 | 0
2042 | 5 | 23 | 9 | 87.6068 | 7.6068 | 29.5207 | 0 | 58.086 | 0
2042 | 5 | 23 | 10 | 92.8276 | 12.8276 | 31.28 | 0 | 61.5476 | 0
2042 | 5 | 23 | 11 | 94.5697 | 14.5697 | 31.867 | 0 | 62.7027 | 0
2042 | 5 | 23 | 12 | 90.7335 | 10.7335 | 30.5743 | 0 | 60.1592 | 0
2042 | 5 | 23 | 13 | 71.0484 | 0 | 23.9411 | 0 | 47.1073 | 0
2042 | 5 | 23 | 14 | 69.471 | 0 | 23.4095 | 0 | 46.0614 | 0
2042 | 5 | 23 | 15 | 68.6685 | 0 | 23.1391 | 0 | 45.5294 | 0
2042 | 5 | 23 | 16 | 68.3628 | 0 | 23.0361 | 0 | 45.3267 | 0
2042 | 5 | 23 | 17 | 73.1487 | 0 | 24.6488 | 0 | 48.4999 | 0
2042 | 5 | 23 | 18 | 79.9244 | 0 | 26.932 | 0 | 52.9924 | 0
2042 | 5 | 23 | 19 | 76.7451 | 0 | 25.8607 | 0 | 50.8844 | 0
2042 | 5 | 23 | 20 | 82.453 | 2.453 | 27.7841 | 0 | 54.6689 | 0
2042 | 5 | 23 | 21 | 83.0177 | 3.0177 | 27.9744 | 0 | 55.0434 | 0
2042 | 5 | 23 | 22 | 81.4906 | 1.4906 | 27.4598 | 0 | 54.0308 | 0
2042 | 5 | 23 | 23 | 75.6084 | 0 | 25.4777 | 0 | 50.1307 | 0
2042 | 5 | 23 | 24 | 69.1978 | 0 | 23.3175 | 0 | 45.8803 | 0
2042 | 5 | 24 | 1 | 67.3792 | 0 | 22.7047 | 0 | 44.6745 | 0
2042 | 5 | 24 | 2 | 61.5088 | 0 | 20.7265 | 0 | 40.7823 | 0
2042 | 5 | 24 | 3 | 59.88 | 0 | 20.1777 | 0 | 39.7023 | 0
2042 | 5 | 24 | 4 | 58.8382 | 0 | 19.8266 | 0 | 39.0116 | 0
2042 | 5 | 24 | 5 | 59.263 | 0 | 19.9698 | 0 | 39.2932 | 0
2042 | 5 | 24 | 6 | 60.5833 | 0 | 20.4147 | 0 | 40.1687 | 0
2042 | 5 | 24 | 7 | 61.9958 | 0 | 20.8906 | 0 | 41.1052 | 0
2042 | 5 | 24 | 8 | 65.3281 | 0 | 22.0135 | 0 | 43.3146 | 0
2042 | 5 | 24 | 9 | 63.7919 | 0 | 21.4959 | 0 | 42.2961 | 0
2042 | 5 | 24 | 10 | 60.3664 | 0 | 20.3416 | 0 | 40.0248 | 0
2042 | 5 | 24 | 11 | 53.1069 | 0 | 17.8953 | 0 | 35.2115 | 0
2042 | 5 | 24 | 12 | 49.0685 | 0 | 16.5345 | 0 | 32.534 | 0
2042 | 5 | 24 | 13 | 64.7634 | 0 | 21.8232 | 0 | 42.9402 | 0
2042 | 5 | 24 | 14 | 61.8591 | 0 | 20.8446 | 0 | 41.0146 | 0
2042 | 5 | 24 | 15 | 61.8406 | 0 | 20.8383 | 0 | 41.0022 | 0
2042 | 5 | 24 | 16 | 59.1179 | 0 | 19.9209 | 0 | 39.197 | 0
2042 | 5 | 24 | 17 | 65.2221 | 0 | 21.9778 | 0 | 43.2443 | 0
2042 | 5 | 24 | 18 | 74.3095 | 0 | 25.04 | 0 | 49.2695 | 0
2042 | 5 | 24 | 19 | 77.8255 | 0 | 26.2248 | 0 | 51.6008 | 0
2042 | 5 | 24 | 20 | 81.8269 | 1.8269 | 27.5731 | 0 | 54.2538 | 0
2042 | 5 | 24 | 21 | 81.6349 | 1.6349 | 27.5084 | 0 | 54.1265 | 0
2042 | 5 | 24 | 22 | 79.9658 | 0 | 26.946 | 0 | 53.0199 | 0
2042 | 5 | 24 | 23 | 74.9035 | 0 | 25.2401 | 0 | 49.6634 | 0
2042 | 5 | 24 | 24 | 68.9136 | 0 | 23.2217 | 0 | 45.6919 | 0
2042 | 5 | 25 | 1 | 58.276 | 0 | 19.6372 | 0 | 38.6388 | 0
2042 | 5 | 25 | 2 | 54.188 | 0 | 18.2597 | 0 | 35.9284 | 0
2042 | 5 | 25 | 3 | 53.2194 | 0 | 17.9333 | 0 | 35.2861 | 0
2042 | 5 | 25 | 4 | 52.5807 | 0 | 17.718 | 0 | 34.8627 | 0
2042 | 5 | 25 | 5 | 53.2203 | 0 | 17.9336 | 0 | 35.2867 | 0
2042 | 5 | 25 | 6 | 55.3299 | 0 | 18.6444 | 0 | 36.6854 | 0
2042 | 5 | 25 | 7 | 52.9579 | 0 | 17.8452 | 0 | 35.1128 | 0
2042 | 5 | 25 | 8 | 54.1413 | 0 | 18.2439 | 0 | 35.8974 | 0
2042 | 5 | 25 | 9 | 48.952 | 0 | 16.4953 | 0 | 32.4567 | 0
2042 | 5 | 25 | 10 | 40.1478 | 0 | 13.5285 | 0 | 26.6192 | 0
2042 | 5 | 25 | 11 | 30.4623 | 0 | 10.2648 | 0 | 20.1975 | 0
2042 | 5 | 25 | 12 | 30.938 | 0 | 10.4251 | 0 | 20.5129 | 0
2042 | 5 | 25 | 13 | 46.5044 | 0 | 15.6705 | 0 | 30.8339 | 0
2042 | 5 | 25 | 14 | 43.2149 | 0 | 14.5621 | 0 | 28.6528 | 0
2042 | 5 | 25 | 15 | 44.0196 | 0 | 14.8332 | 0 | 29.1864 | 0
2042 | 5 | 25 | 16 | 46.4688 | 0 | 15.6585 | 0 | 30.8103 | 0
2042 | 5 | 25 | 17 | 55.346 | 0 | 18.6499 | 0 | 36.6962 | 0
2042 | 5 | 25 | 18 | 68.1009 | 0 | 22.9479 | 0 | 45.153 | 0
2042 | 5 | 25 | 19 | 67.8003 | 0 | 22.8466 | 0 | 44.9537 | 0
2042 | 5 | 25 | 20 | 74.507 | 0 | 25.1065 | 0 | 49.4005 | 0
2042 | 5 | 25 | 21 | 76.4473 | 0 | 25.7603 | 0 | 50.687 | 0
2042 | 5 | 25 | 22 | 74.9719 | 0 | 25.2632 | 0 | 49.7087 | 0
2042 | 5 | 25 | 23 | 70.2256 | 0 | 23.6638 | 0 | 46.5618 | 0
2042 | 5 | 25 | 24 | 64.8281 | 0 | 21.845 | 0 | 42.9831 | 0
2042 | 5 | 26 | 1 | 59.4679 | 0 | 20.0388 | 0 | 39.4291 | 0
2042 | 5 | 26 | 2 | 55.137 | 0 | 18.5794 | 0 | 36.5576 | 0
2042 | 5 | 26 | 3 | 54.1389 | 0 | 18.2431 | 0 | 35.8958 | 0
2042 | 5 | 26 | 4 | 53.914 | 0 | 18.1673 | 0 | 35.7467 | 0
2042 | 5 | 26 | 5 | 55.5839 | 0 | 18.73 | 0 | 36.8539 | 0
2042 | 5 | 26 | 6 | 58.2344 | 0 | 19.6232 | 0 | 38.6112 | 0
2042 | 5 | 26 | 7 | 64.4681 | 0 | 21.7237 | 0 | 42.7444 | 0
2042 | 5 | 26 | 8 | 68.5405 | 0 | 23.096 | 0 | 45.4445 | 0
2042 | 5 | 26 | 9 | 64.2807 | 0 | 21.6606 | 0 | 42.6201 | 0
2042 | 5 | 26 | 10 | 55.6696 | 0 | 18.7589 | 0 | 36.9107 | 0
2042 | 5 | 26 | 11 | 47.3121 | 0 | 15.9427 | 0 | 31.3694 | 0
2042 | 5 | 26 | 12 | 43.9339 | 0 | 14.8043 | 0 | 29.1295 | 0
2042 | 5 | 26 | 13 | 53.5522 | 0 | 18.0454 | 0 | 35.5068 | 0
2042 | 5 | 26 | 14 | 52.7501 | 0 | 17.7751 | 0 | 34.9749 | 0
2042 | 5 | 26 | 15 | 54.472 | 0 | 18.3553 | 0 | 36.1166 | 0
2042 | 5 | 26 | 16 | 57.2471 | 0 | 19.2905 | 0 | 37.9566 | 0
2042 | 5 | 26 | 17 | 63.3618 | 0 | 21.3509 | 0 | 42.0109 | 0
2042 | 5 | 26 | 18 | 71.3749 | 0 | 24.0511 | 0 | 47.3238 | 0
2042 | 5 | 26 | 19 | 75.5921 | 0 | 25.4722 | 0 | 50.1199 | 0
2042 | 5 | 26 | 20 | 76.9321 | 0 | 25.9237 | 0 | 51.0084 | 0
2042 | 5 | 26 | 21 | 77.4971 | 0 | 26.1141 | 0 | 51.383 | 0
2042 | 5 | 26 | 22 | 74.8216 | 0 | 25.2125 | 0 | 49.6091 | 0
2042 | 5 | 26 | 23 | 67.8317 | 0 | 22.8572 | 0 | 44.9746 | 0
2042 | 5 | 26 | 24 | 61.9912 | 0 | 20.8891 | 0 | 41.1021 | 0
2042 | 5 | 27 | 1 | 60.6009 | 0 | 20.4206 | 0 | 40.1803 | 0
2042 | 5 | 27 | 2 | 59.0945 | 0 | 19.913 | 0 | 39.1815 | 0
2042 | 5 | 27 | 3 | 57.1604 | 0 | 19.2613 | 0 | 37.8991 | 0
2042 | 5 | 27 | 4 | 56.3397 | 0 | 18.9847 | 0 | 37.355 | 0
2042 | 5 | 27 | 5 | 57.9871 | 0 | 19.5398 | 0 | 38.4473 | 0
2042 | 5 | 27 | 6 | 60.8059 | 0 | 20.4897 | 0 | 40.3163 | 0
2042 | 5 | 27 | 7 | 59.1604 | 0 | 19.9352 | 0 | 39.2252 | 0
2042 | 5 | 27 | 8 | 64.4448 | 0 | 21.7159 | 0 | 42.729 | 0
2042 | 5 | 27 | 9 | 64.7347 | 0 | 21.8136 | 0 | 42.9211 | 0
2042 | 5 | 27 | 10 | 59.5299 | 0 | 20.0597 | 0 | 39.4702 | 0
2042 | 5 | 27 | 11 | 54.328 | 0 | 18.3068 | 0 | 36.0212 | 0
2042 | 5 | 27 | 12 | 52.7124 | 0 | 17.7624 | 0 | 34.95 | 0
2042 | 5 | 27 | 13 | 53.7494 | 0 | 18.1119 | 0 | 35.6376 | 0
2042 | 5 | 27 | 14 | 52.1549 | 0 | 17.5746 | 0 | 34.5804 | 0
2042 | 5 | 27 | 15 | 54.7331 | 0 | 18.4433 | 0 | 36.2898 | 0
2042 | 5 | 27 | 16 | 57.4812 | 0 | 19.3694 | 0 | 38.1118 | 0
2042 | 5 | 27 | 17 | 65.4775 | 0 | 22.0639 | 0 | 43.4136 | 0
2042 | 5 | 27 | 18 | 74.9363 | 0 | 25.2512 | 0 | 49.6851 | 0
2042 | 5 | 27 | 19 | 86.8641 | 6.8641 | 29.2705 | 0 | 57.5936 | 0
2042 | 5 | 27 | 20 | 87.9177 | 7.9177 | 29.6255 | 0 | 58.2922 | 0
2042 | 5 | 27 | 21 | 87.3394 | 7.3394 | 29.4306 | 0 | 57.9087 | 0
2042 | 5 | 27 | 22 | 84.4217 | 4.4217 | 28.4475 | 0 | 55.9743 | 0
2042 | 5 | 27 | 23 | 76.4818 | 0 | 25.772 | 0 | 50.7098 | 0
2042 | 5 | 27 | 24 | 68.6099 | 0 | 23.1194 | 0 | 45.4905 | 0
2042 | 5 | 28 | 1 | 66.9123 | 0 | 22.5473 | 0 | 44.3649 | 0
2042 | 5 | 28 | 2 | 64.3259 | 0 | 21.6758 | 0 | 42.6501 | 0
2042 | 5 | 28 | 3 | 61.908 | 0 | 20.8611 | 0 | 41.047 | 0
2042 | 5 | 28 | 4 | 61.0613 | 0 | 20.5758 | 0 | 40.4856 | 0
2042 | 5 | 28 | 5 | 62.6046 | 0 | 21.0958 | 0 | 41.5088 | 0
2042 | 5 | 28 | 6 | 64.6792 | 0 | 21.7949 | 0 | 42.8843 | 0
2042 | 5 | 28 | 7 | 71.1834 | 0 | 23.9866 | 0 | 47.1968 | 0
2042 | 5 | 28 | 8 | 78.074 | 0 | 26.3085 | 0 | 51.7655 | 0
2042 | 5 | 28 | 9 | 83.155 | 3.155 | 28.0206 | 0 | 55.1344 | 0
2042 | 5 | 28 | 10 | 85.1705 | 5.1705 | 28.6998 | 0 | 56.4707 | 0
2042 | 5 | 28 | 11 | 83.6505 | 3.6505 | 28.1876 | 0 | 55.4629 | 0
2042 | 5 | 28 | 12 | 79.7237 | 0 | 26.8644 | 0 | 52.8593 | 0
2042 | 5 | 28 | 13 | 67.0512 | 0 | 22.5941 | 0 | 44.457 | 0
2042 | 5 | 28 | 14 | 65.8083 | 0 | 22.1753 | 0 | 43.6329 | 0
2042 | 5 | 28 | 15 | 66.719 | 0 | 22.4822 | 0 | 44.2368 | 0
2042 | 5 | 28 | 16 | 67.8867 | 0 | 22.8757 | 0 | 45.011 | 0
2042 | 5 | 28 | 17 | 75.7823 | 0 | 25.5362 | 0 | 50.246 | 0
2042 | 5 | 28 | 18 | 86.2867 | 6.2867 | 29.0759 | 0 | 57.2108 | 0
2042 | 5 | 28 | 19 | 90.7866 | 10.7866 | 30.5922 | 0 | 60.1944 | 0
2042 | 5 | 28 | 20 | 95.9483 | 15.9483 | 32.3316 | 0 | 63.6167 | 0
2042 | 5 | 28 | 21 | 95.1982 | 15.1982 | 32.0788 | 0 | 63.1194 | 0
2042 | 5 | 28 | 22 | 91.313 | 11.313 | 30.7696 | 0 | 60.5434 | 0
2042 | 5 | 28 | 23 | 82.2123 | 2.2123 | 27.7029 | 0 | 54.5093 | 0
2042 | 5 | 28 | 24 | 73.3514 | 0 | 24.7171 | 0 | 48.6343 | 0
2042 | 5 | 29 | 1 | 63.8703 | 0 | 21.5223 | 0 | 42.348 | 0
2042 | 5 | 29 | 2 | 65.9454 | 0 | 22.2215 | 0 | 43.7239 | 0
2042 | 5 | 29 | 3 | 64.2787 | 0 | 21.6599 | 0 | 42.6188 | 0
2042 | 5 | 29 | 4 | 63.2356 | 0 | 21.3084 | 0 | 41.9272 | 0
2042 | 5 | 29 | 5 | 64.0615 | 0 | 21.5867 | 0 | 42.4748 | 0
2042 | 5 | 29 | 6 | 65.9475 | 0 | 22.2222 | 0 | 43.7253 | 0
2042 | 5 | 29 | 7 | 66.9569 | 0 | 22.5624 | 0 | 44.3945 | 0
2042 | 5 | 29 | 8 | 70.7127 | 0 | 23.828 | 0 | 46.8847 | 0
2042 | 5 | 29 | 9 | 65.0107 | 0 | 21.9066 | 0 | 43.1041 | 0
2042 | 5 | 29 | 10 | 54.6747 | 0 | 18.4236 | 0 | 36.251 | 0
2042 | 5 | 29 | 11 | 46.6691 | 0 | 15.726 | 0 | 30.9431 | 0
2042 | 5 | 29 | 12 | 45.8229 | 0 | 15.4409 | 0 | 30.382 | 0
2042 | 5 | 29 | 13 | 65.4284 | 0 | 22.0473 | 0 | 43.3811 | 0
2042 | 5 | 29 | 14 | 64.2058 | 0 | 21.6354 | 0 | 42.5705 | 0
2042 | 5 | 29 | 15 | 64.1086 | 0 | 21.6026 | 0 | 42.506 | 0
2042 | 5 | 29 | 16 | 66.3449 | 0 | 22.3561 | 0 | 43.9887 | 0
2042 | 5 | 29 | 17 | 72.2935 | 0 | 24.3606 | 0 | 47.9329 | 0
2042 | 5 | 29 | 18 | 80.5564 | 0.55636 | 27.145 | 0 | 53.4114 | 0
2042 | 5 | 29 | 19 | 82.0636 | 2.0636 | 27.6528 | 0 | 54.4107 | 0
2042 | 5 | 29 | 20 | 87.7825 | 7.7825 | 29.5799 | 0 | 58.2026 | 0
2042 | 5 | 29 | 21 | 88.399 | 8.399 | 29.7877 | 0 | 58.6113 | 0
2042 | 5 | 29 | 22 | 85.6584 | 5.6584 | 28.8642 | 0 | 56.7942 | 0
2042 | 5 | 29 | 23 | 78.3181 | 0 | 26.3907 | 0 | 51.9274 | 0
2042 | 5 | 29 | 24 | 71.2358 | 0 | 24.0042 | 0 | 47.2315 | 0
2042 | 5 | 30 | 1 | 66.7198 | 0 | 22.4825 | 0 | 44.2373 | 0
2042 | 5 | 30 | 2 | 66.5717 | 0 | 22.4326 | 0 | 44.1391 | 0
2042 | 5 | 30 | 3 | 64.9475 | 0 | 21.8853 | 0 | 43.0622 | 0
2042 | 5 | 30 | 4 | 63.9255 | 0 | 21.5409 | 0 | 42.3846 | 0
2042 | 5 | 30 | 5 | 64.8114 | 0 | 21.8394 | 0 | 42.972 | 0
2042 | 5 | 30 | 6 | 66.9612 | 0 | 22.5638 | 0 | 44.3973 | 0
2042 | 5 | 30 | 7 | 64.9325 | 0 | 21.8802 | 0 | 43.0523 | 0
2042 | 5 | 30 | 8 | 68.3404 | 0 | 23.0286 | 0 | 45.3118 | 0
2042 | 5 | 30 | 9 | 64.4506 | 0 | 21.7178 | 0 | 42.7328 | 0
2042 | 5 | 30 | 10 | 57.0484 | 0 | 19.2235 | 0 | 37.8249 | 0
2042 | 5 | 30 | 11 | 50.4961 | 0 | 17.0156 | 0 | 33.4805 | 0
2042 | 5 | 30 | 12 | 49.4608 | 0 | 16.6668 | 0 | 32.7941 | 0
2042 | 5 | 30 | 13 | 44.7341 | 0 | 15.074 | 0 | 29.6601 | 0
2042 | 5 | 30 | 14 | 45.1459 | 0 | 15.2128 | 0 | 29.9332 | 0
2042 | 5 | 30 | 15 | 48.7633 | 0 | 16.4317 | 0 | 32.3316 | 0
2042 | 5 | 30 | 16 | 56.6634 | 0 | 19.0938 | 0 | 37.5696 | 0
2042 | 5 | 30 | 17 | 68.6967 | 0 | 23.1486 | 0 | 45.5481 | 0
2042 | 5 | 30 | 18 | 83.6897 | 3.6897 | 28.2008 | 0 | 55.4889 | 0
2042 | 5 | 30 | 19 | 93.8171 | 13.8171 | 31.6134 | 0 | 62.2037 | 0
2042 | 5 | 30 | 20 | 100.0898 | 20.0898 | 33.7271 | 0 | 66.3627 | 0
2042 | 5 | 30 | 21 | 98.1592 | 18.1592 | 33.0766 | 0 | 65.0827 | 0
2042 | 5 | 30 | 22 | 94.3501 | 14.3501 | 31.793 | 0 | 62.5571 | 0
2042 | 5 | 30 | 23 | 85.3463 | 5.3463 | 28.759 | 0 | 56.5873 | 0
2042 | 5 | 30 | 24 | 76.6995 | 0 | 25.8453 | 0 | 50.8542 | 0
2042 | 5 | 31 | 1 | 66.4986 | 0 | 22.4079 | 0 | 44.0906 | 0
2042 | 5 | 31 | 2 | 62.7861 | 0 | 21.1569 | 0 | 41.6292 | 0
2042 | 5 | 31 | 3 | 59.4795 | 0 | 20.0427 | 0 | 39.4368 | 0
2042 | 5 | 31 | 4 | 57.5144 | 0 | 19.3805 | 0 | 38.1339 | 0
2042 | 5 | 31 | 5 | 58.3618 | 0 | 19.6661 | 0 | 38.6957 | 0
2042 | 5 | 31 | 6 | 59.7136 | 0 | 20.1216 | 0 | 39.592 | 0
2042 | 5 | 31 | 7 | 55.7354 | 0 | 18.7811 | 0 | 36.9543 | 0
2042 | 5 | 31 | 8 | 58.4649 | 0 | 19.7008 | 0 | 38.7641 | 0
2042 | 5 | 31 | 9 | 58.181 | 0 | 19.6052 | 0 | 38.5759 | 0
2042 | 5 | 31 | 10 | 55.0791 | 0 | 18.5599 | 0 | 36.5192 | 0
2042 | 5 | 31 | 11 | 51.4263 | 0 | 17.329 | 0 | 34.0973 | 0
2042 | 5 | 31 | 12 | 53.4606 | 0 | 18.0145 | 0 | 35.4461 | 0
2042 | 5 | 31 | 13 | 60.1667 | 0 | 20.2743 | 0 | 39.8924 | 0
2042 | 5 | 31 | 14 | 61.1423 | 0 | 20.603 | 0 | 40.5393 | 0
2042 | 5 | 31 | 15 | 64.8015 | 0 | 21.8361 | 0 | 42.9654 | 0
2042 | 5 | 31 | 16 | 71.6898 | 0 | 24.1572 | 0 | 47.5326 | 0
2042 | 5 | 31 | 17 | 82.8661 | 2.8661 | 27.9233 | 0 | 54.9429 | 0
2042 | 5 | 31 | 18 | 98.153 | 18.153 | 33.0745 | 0 | 65.0785 | 0
2042 | 5 | 31 | 19 | 103.5141 | 23.5141 | 34.881 | 0 | 68.6331 | 0
2042 | 5 | 31 | 20 | 107.8397 | 27.8397 | 36.3386 | 0 | 71.5011 | 0
2042 | 5 | 31 | 21 | 104.9749 | 24.9749 | 35.3732 | 0 | 69.6017 | 0
2042 | 5 | 31 | 22 | 99.9861 | 19.9861 | 33.6922 | 0 | 66.2939 | 0
2042 | 5 | 31 | 23 | 91.3658 | 11.3658 | 30.7874 | 0 | 60.5784 | 0
2042 | 5 | 31 | 24 | 80.9273 | 0.92731 | 27.27 | 0 | 53.6573 | 0
2042 | 6 | 1 | 1 | 71.0073 | 0 | 23.9272 | 0 | 47.08 | 0
2042 | 6 | 1 | 2 | 71.8832 | 0 | 24.2224 | 0 | 47.6608 | 0
2042 | 6 | 1 | 3 | 68.4163 | 0 | 23.0541 | 0 | 45.3622 | 0
2042 | 6 | 1 | 4 | 66.2454 | 0 | 22.3226 | 0 | 43.9228 | 0
2042 | 6 | 1 | 5 | 65.3327 | 0 | 22.0151 | 0 | 43.3176 | 0
2042 | 6 | 1 | 6 | 66.9162 | 0 | 22.5487 | 0 | 44.3676 | 0
2042 | 6 | 1 | 7 | 67.4512 | 0 | 22.7289 | 0 | 44.7223 | 0
2042 | 6 | 1 | 8 | 70.2768 | 0 | 23.6811 | 0 | 46.5957 | 0
2042 | 6 | 1 | 9 | 70.5911 | 0 | 23.787 | 0 | 46.8041 | 0
2042 | 6 | 1 | 10 | 69.4665 | 0 | 23.408 | 0 | 46.0585 | 0
2042 | 6 | 1 | 11 | 68.6172 | 0 | 23.1218 | 0 | 45.4953 | 0
2042 | 6 | 1 | 12 | 71.3972 | 0 | 24.0586 | 0 | 47.3386 | 0
2042 | 6 | 1 | 13 | 86.3405 | 6.3405 | 29.094 | 0 | 57.2465 | 0
2042 | 6 | 1 | 14 | 87.6828 | 7.6828 | 29.5463 | 0 | 58.1364 | 0
2042 | 6 | 1 | 15 | 92.2539 | 12.2539 | 31.0867 | 0 | 61.1672 | 0
2042 | 6 | 1 | 16 | 97.1779 | 17.1779 | 32.7459 | 0 | 64.432 | 0
2042 | 6 | 1 | 17 | 107.6939 | 27.6939 | 36.2895 | 0 | 71.4045 | 0
2042 | 6 | 1 | 18 | 121.0417 | 41.0417 | 40.7873 | 3.7873 | 80.2545 | 0
2042 | 6 | 1 | 19 | 125.2748 | 45.2748 | 42.2137 | 5.2137 | 83.0611 | 0
2042 | 6 | 1 | 20 | 129.2444 | 49.2444 | 43.5513 | 6.5513 | 85.6931 | 0
2042 | 6 | 1 | 21 | 123.6724 | 43.6724 | 41.6737 | 4.6737 | 81.9987 | 0
2042 | 6 | 1 | 22 | 117.3546 | 37.3546 | 39.5448 | 2.5448 | 77.8098 | 0
2042 | 6 | 1 | 23 | 106.9348 | 26.9348 | 36.0337 | 0 | 70.9011 | 0
2042 | 6 | 1 | 24 | 95.358 | 15.358 | 32.1327 | 0 | 63.2254 | 0
2042 | 6 | 2 | 1 | 84.7753 | 4.7753 | 28.5666 | 0 | 56.2087 | 0
2042 | 6 | 2 | 2 | 80.6394 | 0.63941 | 27.1729 | 0 | 53.4665 | 0
2042 | 6 | 2 | 3 | 78.0357 | 0 | 26.2956 | 0 | 51.7401 | 0
2042 | 6 | 2 | 4 | 76.7047 | 0 | 25.8471 | 0 | 50.8576 | 0
2042 | 6 | 2 | 5 | 76.3839 | 0 | 25.739 | 0 | 50.645 | 0
2042 | 6 | 2 | 6 | 78.2432 | 0 | 26.3655 | 0 | 51.8777 | 0
2042 | 6 | 2 | 7 | 76.512 | 0 | 25.7821 | 0 | 50.7299 | 0
2042 | 6 | 2 | 8 | 82.6832 | 2.6832 | 27.8616 | 0 | 54.8216 | 0
2042 | 6 | 2 | 9 | 82.9974 | 2.9974 | 27.9675 | 0 | 55.0299 | 0
2042 | 6 | 2 | 10 | 80.3065 | 0.30647 | 27.0608 | 0 | 53.2457 | 0
2042 | 6 | 2 | 11 | 76.7777 | 0 | 25.8717 | 0 | 50.906 | 0
2042 | 6 | 2 | 12 | 76.1074 | 0 | 25.6458 | 0 | 50.4616 | 0
2042 | 6 | 2 | 13 | 90.0399 | 10.0399 | 30.3406 | 0 | 59.6993 | 0
2042 | 6 | 2 | 14 | 89.9636 | 9.9636 | 30.3149 | 0 | 59.6487 | 0
2042 | 6 | 2 | 15 | 92.0725 | 12.0725 | 31.0255 | 0 | 61.047 | 0
2042 | 6 | 2 | 16 | 92.1843 | 12.1843 | 31.0632 | 0 | 61.1211 | 0
2042 | 6 | 2 | 17 | 98.206 | 18.206 | 33.0923 | 0 | 65.1136 | 0
2042 | 6 | 2 | 18 | 104.1926 | 24.1926 | 35.1096 | 0 | 69.083 | 0
2042 | 6 | 2 | 19 | 108.0209 | 28.0209 | 36.3996 | 0 | 71.6212 | 0
2042 | 6 | 2 | 20 | 107.672 | 27.672 | 36.2821 | 0 | 71.3899 | 0
2042 | 6 | 2 | 21 | 104.6075 | 24.6075 | 35.2494 | 0 | 69.3581 | 0
2042 | 6 | 2 | 22 | 100.2326 | 20.2326 | 33.7752 | 0 | 66.4573 | 0
2042 | 6 | 2 | 23 | 91.8993 | 11.8993 | 30.9672 | 0 | 60.9321 | 0
2042 | 6 | 2 | 24 | 83.7931 | 3.7931 | 28.2356 | 0 | 55.5574 | 0
2042 | 6 | 3 | 1 | 77.5933 | 0 | 26.1465 | 0 | 51.4468 | 0
2042 | 6 | 3 | 2 | 70.0257 | 0 | 23.5964 | 0 | 46.4292 | 0
2042 | 6 | 3 | 3 | 68.0975 | 0 | 22.9467 | 0 | 45.1508 | 0
2042 | 6 | 3 | 4 | 66.7598 | 0 | 22.496 | 0 | 44.2639 | 0
2042 | 6 | 3 | 5 | 67.055 | 0 | 22.5954 | 0 | 44.4596 | 0
2042 | 6 | 3 | 6 | 68.8993 | 0 | 23.2169 | 0 | 45.6824 | 0
2042 | 6 | 3 | 7 | 74.8469 | 0 | 25.2211 | 0 | 49.6259 | 0
2042 | 6 | 3 | 8 | 78.3318 | 0 | 26.3953 | 0 | 51.9364 | 0
2042 | 6 | 3 | 9 | 74.0115 | 0 | 24.9395 | 0 | 49.0719 | 0
2042 | 6 | 3 | 10 | 66.7981 | 0 | 22.5089 | 0 | 44.2893 | 0
2042 | 6 | 3 | 11 | 61.1736 | 0 | 20.6136 | 0 | 40.56 | 0
2042 | 6 | 3 | 12 | 60.0193 | 0 | 20.2246 | 0 | 39.7947 | 0
2042 | 6 | 3 | 13 | 69.2895 | 0 | 23.3484 | 0 | 45.9411 | 0
2042 | 6 | 3 | 14 | 69.9871 | 0 | 23.5834 | 0 | 46.4036 | 0
2042 | 6 | 3 | 15 | 73.964 | 0 | 24.9235 | 0 | 49.0405 | 0
2042 | 6 | 3 | 16 | 76.8606 | 0 | 25.8996 | 0 | 50.961 | 0
2042 | 6 | 3 | 17 | 83.6821 | 3.6821 | 28.1983 | 0 | 55.4839 | 0
2042 | 6 | 3 | 18 | 90.5365 | 10.5365 | 30.508 | 0 | 60.0286 | 0
2042 | 6 | 3 | 19 | 91.9173 | 11.9173 | 30.9732 | 0 | 60.9441 | 0
2042 | 6 | 3 | 20 | 98.733 | 18.733 | 33.2699 | 0 | 65.4631 | 0
2042 | 6 | 3 | 21 | 97.8137 | 17.8137 | 32.9602 | 0 | 64.8536 | 0
2042 | 6 | 3 | 22 | 95.757 | 15.757 | 32.2671 | 0 | 63.4899 | 0
2042 | 6 | 3 | 23 | 87.9319 | 7.9319 | 29.6303 | 0 | 58.3016 | 0
2042 | 6 | 3 | 24 | 80.1967 | 0.19669 | 27.0238 | 0 | 53.1729 | 0
2042 | 6 | 4 | 1 | 70.0147 | 0 | 23.5928 | 0 | 46.422 | 0
2042 | 6 | 4 | 2 | 68.3904 | 0 | 23.0454 | 0 | 45.345 | 0
2042 | 6 | 4 | 3 | 66.4238 | 0 | 22.3827 | 0 | 44.041 | 0
2042 | 6 | 4 | 4 | 65.2649 | 0 | 21.9922 | 0 | 43.2727 | 0
2042 | 6 | 4 | 5 | 65.4838 | 0 | 22.066 | 0 | 43.4178 | 0
2042 | 6 | 4 | 6 | 67.7505 | 0 | 22.8298 | 0 | 44.9207 | 0
2042 | 6 | 4 | 7 | 74.0911 | 0 | 24.9664 | 0 | 49.1247 | 0
2042 | 6 | 4 | 8 | 76.0398 | 0 | 25.623 | 0 | 50.4168 | 0
2042 | 6 | 4 | 9 | 69.8118 | 0 | 23.5244 | 0 | 46.2874 | 0
2042 | 6 | 4 | 10 | 59.7066 | 0 | 20.1193 | 0 | 39.5874 | 0
2042 | 6 | 4 | 11 | 50.3474 | 0 | 16.9655 | 0 | 33.3819 | 0
2042 | 6 | 4 | 12 | 45.1893 | 0 | 15.2274 | 0 | 29.9619 | 0
2042 | 6 | 4 | 13 | 56.7297 | 0 | 19.1161 | 0 | 37.6136 | 0
2042 | 6 | 4 | 14 | 57.7251 | 0 | 19.4515 | 0 | 38.2735 | 0
2042 | 6 | 4 | 15 | 62.1006 | 0 | 20.926 | 0 | 41.1747 | 0
2042 | 6 | 4 | 16 | 66.0549 | 0 | 22.2584 | 0 | 43.7965 | 0
2042 | 6 | 4 | 17 | 72.9849 | 0 | 24.5936 | 0 | 48.3913 | 0
2042 | 6 | 4 | 18 | 82.4172 | 2.4172 | 27.772 | 0 | 54.6452 | 0
2042 | 6 | 4 | 19 | 89.9451 | 9.9451 | 30.3087 | 0 | 59.6364 | 0
2042 | 6 | 4 | 20 | 93.7245 | 13.7245 | 31.5822 | 0 | 62.1423 | 0
2042 | 6 | 4 | 21 | 92.3199 | 12.3199 | 31.1089 | 0 | 61.211 | 0
2042 | 6 | 4 | 22 | 89.7756 | 9.7756 | 30.2516 | 0 | 59.5241 | 0
2042 | 6 | 4 | 23 | 81.3294 | 1.3294 | 27.4055 | 0 | 53.9239 | 0
2042 | 6 | 4 | 24 | 73.5096 | 0 | 24.7704 | 0 | 48.7392 | 0
2042 | 6 | 5 | 1 | 68.3798 | 0 | 23.0418 | 0 | 45.338 | 0
2042 | 6 | 5 | 2 | 60.5083 | 0 | 20.3894 | 0 | 40.1189 | 0
2042 | 6 | 5 | 3 | 59.1638 | 0 | 19.9363 | 0 | 39.2274 | 0
2042 | 6 | 5 | 4 | 58.9618 | 0 | 19.8683 | 0 | 39.0935 | 0
2042 | 6 | 5 | 5 | 60.4148 | 0 | 20.3579 | 0 | 40.0569 | 0
2042 | 6 | 5 | 6 | 62.7916 | 0 | 21.1588 | 0 | 41.6328 | 0
2042 | 6 | 5 | 7 | 69.3962 | 0 | 23.3843 | 0 | 46.0118 | 0
2042 | 6 | 5 | 8 | 73.2267 | 0 | 24.6751 | 0 | 48.5516 | 0
2042 | 6 | 5 | 9 | 66.8893 | 0 | 22.5396 | 0 | 44.3497 | 0
2042 | 6 | 5 | 10 | 55.6942 | 0 | 18.7672 | 0 | 36.927 | 0
2042 | 6 | 5 | 11 | 45.5302 | 0 | 15.3422 | 0 | 30.188 | 0
2042 | 6 | 5 | 12 | 40.9832 | 0 | 13.8101 | 0 | 27.1732 | 0
2042 | 6 | 5 | 13 | 58.5975 | 0 | 19.7455 | 0 | 38.852 | 0
2042 | 6 | 5 | 14 | 58.0569 | 0 | 19.5633 | 0 | 38.4935 | 0
2042 | 6 | 5 | 15 | 61.5793 | 0 | 20.7503 | 0 | 40.829 | 0
2042 | 6 | 5 | 16 | 64.4989 | 0 | 21.7341 | 0 | 42.7648 | 0
2042 | 6 | 5 | 17 | 71.3012 | 0 | 24.0263 | 0 | 47.2749 | 0
2042 | 6 | 5 | 18 | 81.7326 | 1.7326 | 27.5413 | 0 | 54.1913 | 0
2042 | 6 | 5 | 19 | 85.4848 | 5.4848 | 28.8057 | 0 | 56.6791 | 0
2042 | 6 | 5 | 20 | 94.2508 | 14.2508 | 31.7596 | 0 | 62.4913 | 0
2042 | 6 | 5 | 21 | 94.7121 | 14.7121 | 31.915 | 0 | 62.7971 | 0
2042 | 6 | 5 | 22 | 93.2588 | 13.2588 | 31.4253 | 0 | 61.8335 | 0
2042 | 6 | 5 | 23 | 86.4184 | 6.4184 | 29.1203 | 0 | 57.2981 | 0
2042 | 6 | 5 | 24 | 78.9169 | 0 | 26.5925 | 0 | 52.3244 | 0
2042 | 6 | 6 | 1 | 65.6102 | 0 | 22.1086 | 0 | 43.5016 | 0
2042 | 6 | 6 | 2 | 69.5247 | 0 | 23.4276 | 0 | 46.097 | 0
2042 | 6 | 6 | 3 | 68.2881 | 0 | 23.0109 | 0 | 45.2772 | 0
2042 | 6 | 6 | 4 | 67.8908 | 0 | 22.8771 | 0 | 45.0137 | 0
2042 | 6 | 6 | 5 | 68.3825 | 0 | 23.0428 | 0 | 45.3398 | 0
2042 | 6 | 6 | 6 | 71.1586 | 0 | 23.9782 | 0 | 47.1804 | 0
2042 | 6 | 6 | 7 | 75.3422 | 0 | 25.388 | 0 | 49.9543 | 0
2042 | 6 | 6 | 8 | 78.294 | 0 | 26.3826 | 0 | 51.9114 | 0
2042 | 6 | 6 | 9 | 74.3298 | 0 | 25.0468 | 0 | 49.283 | 0
2042 | 6 | 6 | 10 | 65.8053 | 0 | 22.1743 | 0 | 43.631 | 0
2042 | 6 | 6 | 11 | 56.3647 | 0 | 18.9931 | 0 | 37.3716 | 0
2042 | 6 | 6 | 12 | 49.5041 | 0 | 16.6813 | 0 | 32.8228 | 0
2042 | 6 | 6 | 13 | 62.1939 | 0 | 20.9574 | 0 | 41.2365 | 0
2042 | 6 | 6 | 14 | 62.2373 | 0 | 20.972 | 0 | 41.2653 | 0
2042 | 6 | 6 | 15 | 65.1921 | 0 | 21.9677 | 0 | 43.2244 | 0
2042 | 6 | 6 | 16 | 68.0879 | 0 | 22.9435 | 0 | 45.1444 | 0
2042 | 6 | 6 | 17 | 73.599 | 0 | 24.8006 | 0 | 48.7985 | 0
2042 | 6 | 6 | 18 | 80.9569 | 0.95691 | 27.2799 | 0 | 53.677 | 0
2042 | 6 | 6 | 19 | 93.1985 | 13.1985 | 31.405 | 0 | 61.7936 | 0
2042 | 6 | 6 | 20 | 94.4785 | 14.4785 | 31.8363 | 0 | 62.6422 | 0
2042 | 6 | 6 | 21 | 92.2449 | 12.2449 | 31.0836 | 0 | 61.1613 | 0
2042 | 6 | 6 | 22 | 89.838 | 9.838 | 30.2726 | 0 | 59.5654 | 0
2042 | 6 | 6 | 23 | 83.6433 | 3.6433 | 28.1851 | 0 | 55.4581 | 0
2042 | 6 | 6 | 24 | 76.9313 | 0 | 25.9234 | 0 | 51.0078 | 0
2042 | 6 | 7 | 1 | 67.8319 | 0 | 22.8572 | 0 | 44.9747 | 0
2042 | 6 | 7 | 2 | 62.5426 | 0 | 21.0749 | 0 | 41.4677 | 0
2042 | 6 | 7 | 3 | 60.2505 | 0 | 20.3025 | 0 | 39.948 | 0
2042 | 6 | 7 | 4 | 58.8526 | 0 | 19.8315 | 0 | 39.0211 | 0
2042 | 6 | 7 | 5 | 59.1555 | 0 | 19.9336 | 0 | 39.222 | 0
2042 | 6 | 7 | 6 | 60.7719 | 0 | 20.4782 | 0 | 40.2937 | 0
2042 | 6 | 7 | 7 | 61.5733 | 0 | 20.7483 | 0 | 40.8251 | 0
2042 | 6 | 7 | 8 | 62.7128 | 0 | 21.1323 | 0 | 41.5806 | 0
2042 | 6 | 7 | 9 | 61.35 | 0 | 20.673 | 0 | 40.677 | 0
2042 | 6 | 7 | 10 | 60.6032 | 0 | 20.4214 | 0 | 40.1818 | 0
2042 | 6 | 7 | 11 | 57.1405 | 0 | 19.2546 | 0 | 37.8859 | 0
2042 | 6 | 7 | 12 | 53.8581 | 0 | 18.1485 | 0 | 35.7096 | 0
2042 | 6 | 7 | 13 | 54.4428 | 0 | 18.3455 | 0 | 36.0973 | 0
2042 | 6 | 7 | 14 | 54.6645 | 0 | 18.4202 | 0 | 36.2443 | 0
2042 | 6 | 7 | 15 | 59.1975 | 0 | 19.9477 | 0 | 39.2498 | 0
2042 | 6 | 7 | 16 | 63.6141 | 0 | 21.436 | 0 | 42.1781 | 0
2042 | 6 | 7 | 17 | 70.4562 | 0 | 23.7415 | 0 | 46.7146 | 0
2042 | 6 | 7 | 18 | 77.7551 | 0 | 26.201 | 0 | 51.5541 | 0
2042 | 6 | 7 | 19 | 81.2926 | 1.2926 | 27.3931 | 0 | 53.8995 | 0
2042 | 6 | 7 | 20 | 80.4756 | 0.47555 | 27.1177 | 0 | 53.3578 | 0
2042 | 6 | 7 | 21 | 79.0603 | 0 | 26.6408 | 0 | 52.4195 | 0
2042 | 6 | 7 | 22 | 76.8554 | 0 | 25.8979 | 0 | 50.9576 | 0
2042 | 6 | 7 | 23 | 72.1662 | 0 | 24.3177 | 0 | 47.8485 | 0
2042 | 6 | 7 | 24 | 66.4181 | 0 | 22.3808 | 0 | 44.0373 | 0
2042 | 6 | 8 | 1 | 66.3204 | 0 | 22.3479 | 0 | 43.9725 | 0
2042 | 6 | 8 | 2 | 54.9879 | 0 | 18.5292 | 0 | 36.4587 | 0
2042 | 6 | 8 | 3 | 53.2126 | 0 | 17.931 | 0 | 35.2816 | 0
2042 | 6 | 8 | 4 | 52.3563 | 0 | 17.6424 | 0 | 34.7138 | 0
2042 | 6 | 8 | 5 | 52.4325 | 0 | 17.6681 | 0 | 34.7644 | 0
2042 | 6 | 8 | 6 | 53.2718 | 0 | 17.9509 | 0 | 35.3209 | 0
2042 | 6 | 8 | 7 | 48.7242 | 0 | 16.4185 | 0 | 32.3057 | 0
2042 | 6 | 8 | 8 | 52.2345 | 0 | 17.6014 | 0 | 34.6331 | 0
2042 | 6 | 8 | 9 | 60.9526 | 0 | 20.5391 | 0 | 40.4135 | 0
2042 | 6 | 8 | 10 | 66.4951 | 0 | 22.4068 | 0 | 44.0883 | 0
2042 | 6 | 8 | 11 | 64.6135 | 0 | 21.7727 | 0 | 42.8408 | 0
2042 | 6 | 8 | 12 | 60.4781 | 0 | 20.3792 | 0 | 40.0989 | 0
2042 | 6 | 8 | 13 | 49.6907 | 0 | 16.7442 | 0 | 32.9465 | 0
2042 | 6 | 8 | 14 | 50.698 | 0 | 17.0836 | 0 | 33.6144 | 0
2042 | 6 | 8 | 15 | 53.9211 | 0 | 18.1697 | 0 | 35.7514 | 0
2042 | 6 | 8 | 16 | 55.5451 | 0 | 18.717 | 0 | 36.8281 | 0
2042 | 6 | 8 | 17 | 60.2348 | 0 | 20.2972 | 0 | 39.9375 | 0
2042 | 6 | 8 | 18 | 69.7223 | 0 | 23.4942 | 0 | 46.2281 | 0
2042 | 6 | 8 | 19 | 83.3617 | 3.3617 | 28.0903 | 0 | 55.2714 | 0
2042 | 6 | 8 | 20 | 88.6691 | 8.6691 | 29.8787 | 0 | 58.7904 | 0
2042 | 6 | 8 | 21 | 86.1238 | 6.1238 | 29.021 | 0 | 57.1028 | 0
2042 | 6 | 8 | 22 | 83.3823 | 3.3823 | 28.0972 | 0 | 55.2851 | 0
2042 | 6 | 8 | 23 | 76.2792 | 0 | 25.7037 | 0 | 50.5755 | 0
2042 | 6 | 8 | 24 | 68.7573 | 0 | 23.169 | 0 | 45.5882 | 0
2042 | 6 | 9 | 1 | 59.996 | 0 | 20.2168 | 0 | 39.7792 | 0
2042 | 6 | 9 | 2 | 60.8444 | 0 | 20.5026 | 0 | 40.3417 | 0
2042 | 6 | 9 | 3 | 59.6371 | 0 | 20.0958 | 0 | 39.5412 | 0
2042 | 6 | 9 | 4 | 59.3014 | 0 | 19.9827 | 0 | 39.3187 | 0
2042 | 6 | 9 | 5 | 60.4316 | 0 | 20.3635 | 0 | 40.068 | 0
2042 | 6 | 9 | 6 | 63.145 | 0 | 21.2779 | 0 | 41.8671 | 0
2042 | 6 | 9 | 7 | 64.2476 | 0 | 21.6494 | 0 | 42.5981 | 0
2042 | 6 | 9 | 8 | 68.2767 | 0 | 23.0071 | 0 | 45.2696 | 0
2042 | 6 | 9 | 9 | 64.1638 | 0 | 21.6212 | 0 | 42.5426 | 0
2042 | 6 | 9 | 10 | 56.5748 | 0 | 19.0639 | 0 | 37.5109 | 0
2042 | 6 | 9 | 11 | 49.5591 | 0 | 16.6999 | 0 | 32.8593 | 0
2042 | 6 | 9 | 12 | 46.7344 | 0 | 15.748 | 0 | 30.9864 | 0
2042 | 6 | 9 | 13 | 56.2237 | 0 | 18.9456 | 0 | 37.2781 | 0
2042 | 6 | 9 | 14 | 56.8138 | 0 | 19.1445 | 0 | 37.6693 | 0
2042 | 6 | 9 | 15 | 61.1553 | 0 | 20.6074 | 0 | 40.5479 | 0
2042 | 6 | 9 | 16 | 66.4775 | 0 | 22.4008 | 0 | 44.0766 | 0
2042 | 6 | 9 | 17 | 76.7434 | 0 | 25.8601 | 0 | 50.8833 | 0
2042 | 6 | 9 | 18 | 88.4624 | 8.4624 | 29.809 | 0 | 58.6533 | 0
2042 | 6 | 9 | 19 | 94.2725 | 14.2725 | 31.7669 | 0 | 62.5057 | 0
2042 | 6 | 9 | 20 | 93.7456 | 13.7456 | 31.5893 | 0 | 62.1563 | 0
2042 | 6 | 9 | 21 | 92.2898 | 12.2898 | 31.0987 | 0 | 61.191 | 0
2042 | 6 | 9 | 22 | 89.7259 | 9.7259 | 30.2348 | 0 | 59.4911 | 0
2042 | 6 | 9 | 23 | 83.1061 | 3.1061 | 28.0041 | 0 | 55.102 | 0
2042 | 6 | 9 | 24 | 76.3884 | 0 | 25.7405 | 0 | 50.6479 | 0
2042 | 6 | 10 | 1 | 65.681 | 0 | 22.1324 | 0 | 43.5486 | 0
2042 | 6 | 10 | 2 | 57.311 | 0 | 19.312 | 0 | 37.999 | 0
2042 | 6 | 10 | 3 | 55.8373 | 0 | 18.8154 | 0 | 37.0219 | 0
2042 | 6 | 10 | 4 | 55.1533 | 0 | 18.5849 | 0 | 36.5684 | 0
2042 | 6 | 10 | 5 | 56.2972 | 0 | 18.9704 | 0 | 37.3268 | 0
2042 | 6 | 10 | 6 | 58.8268 | 0 | 19.8228 | 0 | 39.004 | 0
2042 | 6 | 10 | 7 | 65.3499 | 0 | 22.0209 | 0 | 43.329 | 0
2042 | 6 | 10 | 8 | 69.9431 | 0 | 23.5686 | 0 | 46.3745 | 0
2042 | 6 | 10 | 9 | 72.0181 | 0 | 24.2678 | 0 | 47.7502 | 0
2042 | 6 | 10 | 10 | 73.3338 | 0 | 24.7112 | 0 | 48.6226 | 0
2042 | 6 | 10 | 11 | 73.4482 | 0 | 24.7497 | 0 | 48.6985 | 0
2042 | 6 | 10 | 12 | 71.0529 | 0 | 23.9426 | 0 | 47.1103 | 0
2042 | 6 | 10 | 13 | 56.6001 | 0 | 19.0725 | 0 | 37.5277 | 0
2042 | 6 | 10 | 14 | 55.2441 | 0 | 18.6155 | 0 | 36.6286 | 0
2042 | 6 | 10 | 15 | 59.0101 | 0 | 19.8846 | 0 | 39.1256 | 0
2042 | 6 | 10 | 16 | 62.4693 | 0 | 21.0502 | 0 | 41.4191 | 0
2042 | 6 | 10 | 17 | 69.6412 | 0 | 23.4669 | 0 | 46.1743 | 0
2042 | 6 | 10 | 18 | 78.0976 | 0 | 26.3165 | 0 | 51.7812 | 0
2042 | 6 | 10 | 19 | 81.6112 | 1.6112 | 27.5004 | 0 | 54.1108 | 0
2042 | 6 | 10 | 20 | 88.342 | 8.342 | 29.7685 | 0 | 58.5735 | 0
2042 | 6 | 10 | 21 | 87.9946 | 7.9946 | 29.6514 | 0 | 58.3432 | 0
2042 | 6 | 10 | 22 | 85.9227 | 5.9227 | 28.9532 | 0 | 56.9694 | 0
2042 | 6 | 10 | 23 | 79.2877 | 0 | 26.7175 | 0 | 52.5703 | 0
2042 | 6 | 10 | 24 | 72.0669 | 0 | 24.2843 | 0 | 47.7826 | 0
2042 | 6 | 11 | 1 | 66.3411 | 0 | 22.3549 | 0 | 43.9863 | 0
2042 | 6 | 11 | 2 | 61.9657 | 0 | 20.8805 | 0 | 41.0852 | 0
2042 | 6 | 11 | 3 | 60.5108 | 0 | 20.3902 | 0 | 40.1206 | 0
2042 | 6 | 11 | 4 | 59.8223 | 0 | 20.1582 | 0 | 39.6641 | 0
2042 | 6 | 11 | 5 | 61.0693 | 0 | 20.5784 | 0 | 40.4909 | 0
2042 | 6 | 11 | 6 | 63.5614 | 0 | 21.4182 | 0 | 42.1432 | 0
2042 | 6 | 11 | 7 | 66.0308 | 0 | 22.2503 | 0 | 43.7805 | 0
2042 | 6 | 11 | 8 | 68.6358 | 0 | 23.1281 | 0 | 45.5077 | 0
2042 | 6 | 11 | 9 | 62.0932 | 0 | 20.9235 | 0 | 41.1698 | 0
2042 | 6 | 11 | 10 | 50.9789 | 0 | 17.1783 | 0 | 33.8006 | 0
2042 | 6 | 11 | 11 | 40.9513 | 0 | 13.7993 | 0 | 27.152 | 0
2042 | 6 | 11 | 12 | 36.5383 | 0 | 12.3123 | 0 | 24.2261 | 0
2042 | 6 | 11 | 13 | 55.9203 | 0 | 18.8434 | 0 | 37.0769 | 0
2042 | 6 | 11 | 14 | 54.898 | 0 | 18.4989 | 0 | 36.3991 | 0
2042 | 6 | 11 | 15 | 58.0115 | 0 | 19.5481 | 0 | 38.4635 | 0
2042 | 6 | 11 | 16 | 61.2319 | 0 | 20.6332 | 0 | 40.5987 | 0
2042 | 6 | 11 | 17 | 68.5946 | 0 | 23.1142 | 0 | 45.4804 | 0
2042 | 6 | 11 | 18 | 78.7185 | 0 | 26.5257 | 0 | 52.1928 | 0
2042 | 6 | 11 | 19 | 81.2162 | 1.2162 | 27.3673 | 0 | 53.8489 | 0
2042 | 6 | 11 | 20 | 88.9726 | 8.9726 | 29.981 | 0 | 58.9917 | 0
2042 | 6 | 11 | 21 | 88.9737 | 8.9737 | 29.9813 | 0 | 58.9924 | 0
2042 | 6 | 11 | 22 | 87.0937 | 7.0937 | 29.3478 | 0 | 57.7458 | 0
2042 | 6 | 11 | 23 | 80.4081 | 0.40812 | 27.095 | 0 | 53.3131 | 0
2042 | 6 | 11 | 24 | 72.9826 | 0 | 24.5928 | 0 | 48.3897 | 0
2042 | 6 | 12 | 1 | 66.8912 | 0 | 22.5402 | 0 | 44.351 | 0
2042 | 6 | 12 | 2 | 66.8837 | 0 | 22.5377 | 0 | 44.346 | 0
2042 | 6 | 12 | 3 | 65.413 | 0 | 22.0421 | 0 | 43.3709 | 0
2042 | 6 | 12 | 4 | 64.8634 | 0 | 21.8569 | 0 | 43.0065 | 0
2042 | 6 | 12 | 5 | 65.6444 | 0 | 22.1201 | 0 | 43.5243 | 0
2042 | 6 | 12 | 6 | 67.9079 | 0 | 22.8828 | 0 | 45.0251 | 0
2042 | 6 | 12 | 7 | 66.0656 | 0 | 22.262 | 0 | 43.8036 | 0
2042 | 6 | 12 | 8 | 70.1628 | 0 | 23.6426 | 0 | 46.5201 | 0
2042 | 6 | 12 | 9 | 66.7122 | 0 | 22.4799 | 0 | 44.2323 | 0
2042 | 6 | 12 | 10 | 59.5226 | 0 | 20.0572 | 0 | 39.4653 | 0
2042 | 6 | 12 | 11 | 52.7432 | 0 | 17.7728 | 0 | 34.9704 | 0
2042 | 6 | 12 | 12 | 50.8922 | 0 | 17.1491 | 0 | 33.7431 | 0
2042 | 6 | 12 | 13 | 51.1693 | 0 | 17.2424 | 0 | 33.9268 | 0
2042 | 6 | 12 | 14 | 50.5881 | 0 | 17.0466 | 0 | 33.5415 | 0
2042 | 6 | 12 | 15 | 53.7672 | 0 | 18.1179 | 0 | 35.6493 | 0
2042 | 6 | 12 | 16 | 59.6324 | 0 | 20.0943 | 0 | 39.5382 | 0
2042 | 6 | 12 | 17 | 69.4304 | 0 | 23.3959 | 0 | 46.0345 | 0
2042 | 6 | 12 | 18 | 80.8737 | 0.87373 | 27.2519 | 0 | 53.6218 | 0
2042 | 6 | 12 | 19 | 95.0524 | 15.0524 | 32.0297 | 0 | 63.0227 | 0
2042 | 6 | 12 | 20 | 100.7399 | 20.7399 | 33.9462 | 0 | 66.7937 | 0
2042 | 6 | 12 | 21 | 98.9416 | 18.9416 | 33.3402 | 0 | 65.6014 | 0
2042 | 6 | 12 | 22 | 95.3034 | 15.3034 | 32.1142 | 0 | 63.1891 | 0
2042 | 6 | 12 | 23 | 87.1515 | 7.1515 | 29.3673 | 0 | 57.7842 | 0
2042 | 6 | 12 | 24 | 78.8304 | 0 | 26.5634 | 0 | 52.267 | 0
2042 | 6 | 13 | 1 | 69.1355 | 0 | 23.2965 | 0 | 45.839 | 0
2042 | 6 | 13 | 2 | 63.4021 | 0 | 21.3645 | 0 | 42.0376 | 0
2042 | 6 | 13 | 3 | 61.4673 | 0 | 20.7126 | 0 | 40.7548 | 0
2042 | 6 | 13 | 4 | 60.7636 | 0 | 20.4754 | 0 | 40.2882 | 0
2042 | 6 | 13 | 5 | 61.8664 | 0 | 20.847 | 0 | 41.0194 | 0
2042 | 6 | 13 | 6 | 64.6315 | 0 | 21.7788 | 0 | 42.8527 | 0
2042 | 6 | 13 | 7 | 68.8194 | 0 | 23.19 | 0 | 45.6294 | 0
2042 | 6 | 13 | 8 | 73.9676 | 0 | 24.9248 | 0 | 49.0428 | 0
2042 | 6 | 13 | 9 | 76.5952 | 0 | 25.8102 | 0 | 50.7851 | 0
2042 | 6 | 13 | 10 | 76.2366 | 0 | 25.6893 | 0 | 50.5473 | 0
2042 | 6 | 13 | 11 | 73.396 | 0 | 24.7322 | 0 | 48.6639 | 0
2042 | 6 | 13 | 12 | 70.1353 | 0 | 23.6334 | 0 | 46.5019 | 0
2042 | 6 | 13 | 13 | 65.4128 | 0 | 22.042 | 0 | 43.3707 | 0
2042 | 6 | 13 | 14 | 64.7147 | 0 | 21.8068 | 0 | 42.9079 | 0
2042 | 6 | 13 | 15 | 68.3893 | 0 | 23.0451 | 0 | 45.3443 | 0
2042 | 6 | 13 | 16 | 71.6534 | 0 | 24.1449 | 0 | 47.5084 | 0
2042 | 6 | 13 | 17 | 78.5506 | 0 | 26.4691 | 0 | 52.0815 | 0
2042 | 6 | 13 | 18 | 86.6903 | 6.6903 | 29.2119 | 0 | 57.4784 | 0
2042 | 6 | 13 | 19 | 100.256 | 20.256 | 33.7831 | 0 | 66.4729 | 0
2042 | 6 | 13 | 20 | 100.9685 | 20.9685 | 34.0232 | 0 | 66.9453 | 0
2042 | 6 | 13 | 21 | 98.7516 | 18.7516 | 33.2762 | 0 | 65.4754 | 0
2042 | 6 | 13 | 22 | 96.2758 | 16.2758 | 32.4419 | 0 | 63.8339 | 0
2042 | 6 | 13 | 23 | 89.6385 | 9.6385 | 30.2054 | 0 | 59.4331 | 0
2042 | 6 | 13 | 24 | 81.8787 | 1.8787 | 27.5906 | 0 | 54.2882 | 0
2042 | 6 | 14 | 1 | 68.7205 | 0 | 23.1567 | 0 | 45.5639 | 0
2042 | 6 | 14 | 2 | 68.0968 | 0 | 22.9465 | 0 | 45.1503 | 0
2042 | 6 | 14 | 3 | 66.0554 | 0 | 22.2586 | 0 | 43.7968 | 0
2042 | 6 | 14 | 4 | 64.2463 | 0 | 21.649 | 0 | 42.5973 | 0
2042 | 6 | 14 | 5 | 63.2613 | 0 | 21.3171 | 0 | 41.9442 | 0
2042 | 6 | 14 | 6 | 63.8862 | 0 | 21.5276 | 0 | 42.3585 | 0
2042 | 6 | 14 | 7 | 65.5871 | 0 | 22.1008 | 0 | 43.4863 | 0
2042 | 6 | 14 | 8 | 66.787 | 0 | 22.5051 | 0 | 44.2819 | 0
2042 | 6 | 14 | 9 | 63.2143 | 0 | 21.3012 | 0 | 41.9131 | 0
2042 | 6 | 14 | 10 | 56.1481 | 0 | 18.9201 | 0 | 37.2279 | 0
2042 | 6 | 14 | 11 | 48.0727 | 0 | 16.199 | 0 | 31.8737 | 0
2042 | 6 | 14 | 12 | 45.2818 | 0 | 15.2585 | 0 | 30.0232 | 0
2042 | 6 | 14 | 13 | 64.0396 | 0 | 21.5793 | 0 | 42.4603 | 0
2042 | 6 | 14 | 14 | 63.5318 | 0 | 21.4082 | 0 | 42.1236 | 0
2042 | 6 | 14 | 15 | 67.408 | 0 | 22.7144 | 0 | 44.6936 | 0
2042 | 6 | 14 | 16 | 69.0466 | 0 | 23.2665 | 0 | 45.7801 | 0
2042 | 6 | 14 | 17 | 73.5929 | 0 | 24.7985 | 0 | 48.7944 | 0
2042 | 6 | 14 | 18 | 82.3266 | 2.3266 | 27.7415 | 0 | 54.5851 | 0
2042 | 6 | 14 | 19 | 83.5477 | 3.5477 | 28.153 | 0 | 55.3948 | 0
2042 | 6 | 14 | 20 | 89.2518 | 9.2518 | 30.0751 | 0 | 59.1767 | 0
2042 | 6 | 14 | 21 | 87.5435 | 7.5435 | 29.4994 | 0 | 58.0441 | 0
2042 | 6 | 14 | 22 | 85.3162 | 5.3162 | 28.7489 | 0 | 56.5673 | 0
2042 | 6 | 14 | 23 | 80.4011 | 0.40114 | 27.0927 | 0 | 53.3085 | 0
2042 | 6 | 14 | 24 | 73.4208 | 0 | 24.7405 | 0 | 48.6803 | 0
2042 | 6 | 15 | 1 | 66.6654 | 0 | 22.4641 | 0 | 44.2012 | 0
2042 | 6 | 15 | 2 | 63.4967 | 0 | 21.3964 | 0 | 42.1003 | 0
2042 | 6 | 15 | 3 | 61.3349 | 0 | 20.6679 | 0 | 40.6669 | 0
2042 | 6 | 15 | 4 | 60.4953 | 0 | 20.385 | 0 | 40.1103 | 0
2042 | 6 | 15 | 5 | 60.7181 | 0 | 20.4601 | 0 | 40.258 | 0
2042 | 6 | 15 | 6 | 61.183 | 0 | 20.6167 | 0 | 40.5662 | 0
2042 | 6 | 15 | 7 | 54.8269 | 0 | 18.475 | 0 | 36.352 | 0
2042 | 6 | 15 | 8 | 56.8648 | 0 | 19.1616 | 0 | 37.7031 | 0
2042 | 6 | 15 | 9 | 55.7632 | 0 | 18.7905 | 0 | 36.9728 | 0
2042 | 6 | 15 | 10 | 53.7693 | 0 | 18.1185 | 0 | 35.6507 | 0
2042 | 6 | 15 | 11 | 48.5339 | 0 | 16.3544 | 0 | 32.1795 | 0
2042 | 6 | 15 | 12 | 47.0728 | 0 | 15.8621 | 0 | 31.2108 | 0
2042 | 6 | 15 | 13 | 41.1171 | 0 | 13.8552 | 0 | 27.2619 | 0
2042 | 6 | 15 | 14 | 43.7453 | 0 | 14.7408 | 0 | 29.0045 | 0
2042 | 6 | 15 | 15 | 49.6599 | 0 | 16.7338 | 0 | 32.9261 | 0
2042 | 6 | 15 | 16 | 56.3949 | 0 | 19.0033 | 0 | 37.3916 | 0
2042 | 6 | 15 | 17 | 69.5143 | 0 | 23.4241 | 0 | 46.0902 | 0
2042 | 6 | 15 | 18 | 85.9447 | 5.9447 | 28.9607 | 0 | 56.9841 | 0
2042 | 6 | 15 | 19 | 94.0922 | 14.0922 | 31.7061 | 0 | 62.3861 | 0
2042 | 6 | 15 | 20 | 100.46 | 20.46 | 33.8519 | 0 | 66.6081 | 0
2042 | 6 | 15 | 21 | 97.3785 | 17.3785 | 32.8135 | 0 | 64.565 | 0
2042 | 6 | 15 | 22 | 93.946 | 13.946 | 31.6568 | 0 | 62.2891 | 0
2042 | 6 | 15 | 23 | 85.6084 | 5.6084 | 28.8474 | 0 | 56.7611 | 0
2042 | 6 | 15 | 24 | 76.3905 | 0 | 25.7412 | 0 | 50.6493 | 0
2042 | 6 | 16 | 1 | 69.8512 | 0 | 23.5376 | 0 | 46.3135 | 0
2042 | 6 | 16 | 2 | 69.0433 | 0 | 23.2654 | 0 | 45.7779 | 0
2042 | 6 | 16 | 3 | 67.0286 | 0 | 22.5865 | 0 | 44.4421 | 0
2042 | 6 | 16 | 4 | 66.0906 | 0 | 22.2704 | 0 | 43.8201 | 0
2042 | 6 | 16 | 5 | 66.6331 | 0 | 22.4533 | 0 | 44.1798 | 0
2042 | 6 | 16 | 6 | 69.3908 | 0 | 23.3825 | 0 | 46.0083 | 0
2042 | 6 | 16 | 7 | 74.301 | 0 | 25.0371 | 0 | 49.2639 | 0
2042 | 6 | 16 | 8 | 79.0558 | 0 | 26.6393 | 0 | 52.4165 | 0
2042 | 6 | 16 | 9 | 76.8361 | 0 | 25.8913 | 0 | 50.9447 | 0
2042 | 6 | 16 | 10 | 71.9454 | 0 | 24.2433 | 0 | 47.702 | 0
2042 | 6 | 16 | 11 | 68.1035 | 0 | 22.9488 | 0 | 45.1548 | 0
2042 | 6 | 16 | 12 | 68.2486 | 0 | 22.9976 | 0 | 45.251 | 0
2042 | 6 | 16 | 13 | 74.1529 | 0 | 24.9872 | 0 | 49.1657 | 0
2042 | 6 | 16 | 14 | 75.7003 | 0 | 25.5086 | 0 | 50.1916 | 0
2042 | 6 | 16 | 15 | 81.3842 | 1.3842 | 27.4239 | 0 | 53.9603 | 0
2042 | 6 | 16 | 16 | 87.3745 | 7.3745 | 29.4424 | 0 | 57.932 | 0
2042 | 6 | 16 | 17 | 97.0199 | 17.0199 | 32.6927 | 0 | 64.3273 | 0
2042 | 6 | 16 | 18 | 107.9912 | 27.9912 | 36.3896 | 0 | 71.6016 | 0
2042 | 6 | 16 | 19 | 112.5531 | 32.5531 | 37.9269 | 0.92687 | 74.6263 | 0
2042 | 6 | 16 | 20 | 118.9177 | 38.9177 | 40.0715 | 3.0715 | 78.8462 | 0
2042 | 6 | 16 | 21 | 115.1023 | 35.1023 | 38.7859 | 1.7859 | 76.3164 | 0
2042 | 6 | 16 | 22 | 110.1268 | 30.1268 | 37.1093 | 0.10926 | 73.0175 | 0
2042 | 6 | 16 | 23 | 100.0352 | 20.0352 | 33.7087 | 0 | 66.3265 | 0
2042 | 6 | 16 | 24 | 89.5561 | 9.5561 | 30.1776 | 0 | 59.3785 | 0
2042 | 6 | 17 | 1 | 77.4433 | 0 | 26.0959 | 0 | 51.3473 | 0
2042 | 6 | 17 | 2 | 71.3799 | 0 | 24.0528 | 0 | 47.3271 | 0
2042 | 6 | 17 | 3 | 68.4763 | 0 | 23.0744 | 0 | 45.4019 | 0
2042 | 6 | 17 | 4 | 66.5394 | 0 | 22.4217 | 0 | 44.1177 | 0
2042 | 6 | 17 | 5 | 67.1659 | 0 | 22.6328 | 0 | 44.5331 | 0
2042 | 6 | 17 | 6 | 70.5992 | 0 | 23.7897 | 0 | 46.8095 | 0
2042 | 6 | 17 | 7 | 71.948 | 0 | 24.2442 | 0 | 47.7038 | 0
2042 | 6 | 17 | 8 | 77.9778 | 0 | 26.2761 | 0 | 51.7017 | 0
2042 | 6 | 17 | 9 | 79.7762 | 0 | 26.8821 | 0 | 52.8941 | 0
2042 | 6 | 17 | 10 | 77.9239 | 0 | 26.2579 | 0 | 51.666 | 0
2042 | 6 | 17 | 11 | 76.5885 | 0 | 25.8079 | 0 | 50.7806 | 0
2042 | 6 | 17 | 12 | 77.7805 | 0 | 26.2096 | 0 | 51.5709 | 0
2042 | 6 | 17 | 13 | 77.8586 | 0 | 26.2359 | 0 | 51.6227 | 0
2042 | 6 | 17 | 14 | 77.9493 | 0 | 26.2665 | 0 | 51.6828 | 0
2042 | 6 | 17 | 15 | 84.5283 | 4.5283 | 28.4834 | 0 | 56.0449 | 0
2042 | 6 | 17 | 16 | 90.828 | 10.828 | 30.6062 | 0 | 60.2218 | 0
2042 | 6 | 17 | 17 | 101.0864 | 21.0864 | 34.0629 | 0 | 67.0234 | 0
2042 | 6 | 17 | 18 | 112.2734 | 32.2734 | 37.8326 | 0.83262 | 74.4408 | 0
2042 | 6 | 17 | 19 | 121.6394 | 41.6394 | 40.9886 | 3.9886 | 80.6507 | 0
2042 | 6 | 17 | 20 | 127.0631 | 47.0631 | 42.8163 | 5.8163 | 84.2468 | 0
2042 | 6 | 17 | 21 | 122.3827 | 42.3827 | 41.2391 | 4.2391 | 81.1436 | 0
2042 | 6 | 17 | 22 | 116.9695 | 36.9695 | 39.415 | 2.415 | 77.5545 | 0
2042 | 6 | 17 | 23 | 106.6136 | 26.6136 | 35.9254 | 0 | 70.6881 | 0
2042 | 6 | 17 | 24 | 94.7243 | 14.7243 | 31.9191 | 0 | 62.8052 | 0
2042 | 6 | 18 | 1 | 88.51 | 8.51 | 29.8251 | 0 | 58.6849 | 0
2042 | 6 | 18 | 2 | 75.9972 | 0 | 25.6087 | 0 | 50.3885 | 0
2042 | 6 | 18 | 3 | 72.7448 | 0 | 24.5127 | 0 | 48.2321 | 0
2042 | 6 | 18 | 4 | 71.2321 | 0 | 24.003 | 0 | 47.2291 | 0
2042 | 6 | 18 | 5 | 71.3664 | 0 | 24.0482 | 0 | 47.3182 | 0
2042 | 6 | 18 | 6 | 73.3248 | 0 | 24.7082 | 0 | 48.6167 | 0
2042 | 6 | 18 | 7 | 70.9655 | 0 | 23.9131 | 0 | 47.0524 | 0
2042 | 6 | 18 | 8 | 76.8706 | 0 | 25.903 | 0 | 50.9676 | 0
2042 | 6 | 18 | 9 | 75.1593 | 0 | 25.3263 | 0 | 49.833 | 0
2042 | 6 | 18 | 10 | 69.8817 | 0 | 23.5479 | 0 | 46.3338 | 0
2042 | 6 | 18 | 11 | 63.8052 | 0 | 21.5004 | 0 | 42.3049 | 0
2042 | 6 | 18 | 12 | 61.36 | 0 | 20.6764 | 0 | 40.6836 | 0
2042 | 6 | 18 | 13 | 59.0007 | 0 | 19.8814 | 0 | 39.1193 | 0
2042 | 6 | 18 | 14 | 58.5786 | 0 | 19.7392 | 0 | 38.8395 | 0
2042 | 6 | 18 | 15 | 60.6351 | 0 | 20.4321 | 0 | 40.203 | 0
2042 | 6 | 18 | 16 | 64.248 | 0 | 21.6496 | 0 | 42.5984 | 0
2042 | 6 | 18 | 17 | 76.3657 | 0 | 25.7328 | 0 | 50.6328 | 0
2042 | 6 | 18 | 18 | 90.0958 | 10.0958 | 30.3595 | 0 | 59.7363 | 0
2042 | 6 | 18 | 19 | 97.2417 | 17.2417 | 32.7674 | 0 | 64.4743 | 0
2042 | 6 | 18 | 20 | 102.1715 | 22.1715 | 34.4286 | 0 | 67.7429 | 0
2042 | 6 | 18 | 21 | 99.5937 | 19.5937 | 33.5599 | 0 | 66.0338 | 0
2042 | 6 | 18 | 22 | 95.1788 | 15.1788 | 32.0723 | 0 | 63.1066 | 0
2042 | 6 | 18 | 23 | 86.0515 | 6.0515 | 28.9967 | 0 | 57.0549 | 0
2042 | 6 | 18 | 24 | 76.9264 | 0 | 25.9218 | 0 | 51.0046 | 0
2042 | 6 | 19 | 1 | 71.5288 | 0 | 24.103 | 0 | 47.4258 | 0
2042 | 6 | 19 | 2 | 64.2605 | 0 | 21.6538 | 0 | 42.6067 | 0
2042 | 6 | 19 | 3 | 62.42 | 0 | 21.0336 | 0 | 41.3864 | 0
2042 | 6 | 19 | 4 | 61.1497 | 0 | 20.6055 | 0 | 40.5442 | 0
2042 | 6 | 19 | 5 | 62.0775 | 0 | 20.9182 | 0 | 41.1593 | 0
2042 | 6 | 19 | 6 | 64.0241 | 0 | 21.5741 | 0 | 42.45 | 0
2042 | 6 | 19 | 7 | 64.3199 | 0 | 21.6738 | 0 | 42.6461 | 0
2042 | 6 | 19 | 8 | 68.8484 | 0 | 23.1997 | 0 | 45.6486 | 0
2042 | 6 | 19 | 9 | 63.2464 | 0 | 21.3121 | 0 | 41.9344 | 0
2042 | 6 | 19 | 10 | 52.3576 | 0 | 17.6429 | 0 | 34.7147 | 0
2042 | 6 | 19 | 11 | 43.0413 | 0 | 14.5036 | 0 | 28.5377 | 0
2042 | 6 | 19 | 12 | 40.7786 | 0 | 13.7411 | 0 | 27.0375 | 0
2042 | 6 | 19 | 13 | 51.0693 | 0 | 17.2088 | 0 | 33.8606 | 0
2042 | 6 | 19 | 14 | 50.6801 | 0 | 17.0776 | 0 | 33.6025 | 0
2042 | 6 | 19 | 15 | 53.0756 | 0 | 17.8848 | 0 | 35.1908 | 0
2042 | 6 | 19 | 16 | 55.1359 | 0 | 18.5791 | 0 | 36.5568 | 0
2042 | 6 | 19 | 17 | 62.7024 | 0 | 21.1287 | 0 | 41.5737 | 0
2042 | 6 | 19 | 18 | 73.4592 | 0 | 24.7534 | 0 | 48.7058 | 0
2042 | 6 | 19 | 19 | 78.2124 | 0 | 26.3551 | 0 | 51.8573 | 0
2042 | 6 | 19 | 20 | 86.5259 | 6.5259 | 29.1565 | 0 | 57.3694 | 0
2042 | 6 | 19 | 21 | 86.8777 | 6.8777 | 29.275 | 0 | 57.6026 | 0
2042 | 6 | 19 | 22 | 86.1659 | 6.1659 | 29.0352 | 0 | 57.1307 | 0
2042 | 6 | 19 | 23 | 79.9072 | 0 | 26.9262 | 0 | 52.981 | 0
2042 | 6 | 19 | 24 | 72.8292 | 0 | 24.5412 | 0 | 48.2881 | 0
2042 | 6 | 20 | 1 | 67.9799 | 0 | 22.9071 | 0 | 45.0728 | 0
2042 | 6 | 20 | 2 | 65.045 | 0 | 21.9181 | 0 | 43.1269 | 0
2042 | 6 | 20 | 3 | 63.2018 | 0 | 21.297 | 0 | 41.9048 | 0
2042 | 6 | 20 | 4 | 62.3548 | 0 | 21.0116 | 0 | 41.3432 | 0
2042 | 6 | 20 | 5 | 62.8623 | 0 | 21.1826 | 0 | 41.6797 | 0
2042 | 6 | 20 | 6 | 65.4447 | 0 | 22.0528 | 0 | 43.3919 | 0
2042 | 6 | 20 | 7 | 67.8983 | 0 | 22.8796 | 0 | 45.0187 | 0
2042 | 6 | 20 | 8 | 70.9794 | 0 | 23.9178 | 0 | 47.0616 | 0
2042 | 6 | 20 | 9 | 65.7558 | 0 | 22.1576 | 0 | 43.5982 | 0
2042 | 6 | 20 | 10 | 55.8386 | 0 | 18.8159 | 0 | 37.0227 | 0
2042 | 6 | 20 | 11 | 46.1748 | 0 | 15.5594 | 0 | 30.6153 | 0
2042 | 6 | 20 | 12 | 40.6067 | 0 | 13.6832 | 0 | 26.9235 | 0
2042 | 6 | 20 | 13 | 56.627 | 0 | 19.0815 | 0 | 37.5455 | 0
2042 | 6 | 20 | 14 | 58.0357 | 0 | 19.5562 | 0 | 38.4795 | 0
2042 | 6 | 20 | 15 | 61.5602 | 0 | 20.7439 | 0 | 40.8164 | 0
2042 | 6 | 20 | 16 | 64.7579 | 0 | 21.8214 | 0 | 42.9365 | 0
2042 | 6 | 20 | 17 | 70.2509 | 0 | 23.6723 | 0 | 46.5785 | 0
2042 | 6 | 20 | 18 | 78.5582 | 0 | 26.4716 | 0 | 52.0865 | 0
2042 | 6 | 20 | 19 | 89.5499 | 9.5499 | 30.1755 | 0 | 59.3744 | 0
2042 | 6 | 20 | 20 | 91.58 | 11.58 | 30.8596 | 0 | 60.7204 | 0
2042 | 6 | 20 | 21 | 89.6763 | 9.6763 | 30.2181 | 0 | 59.4582 | 0
2042 | 6 | 20 | 22 | 88.3837 | 8.3837 | 29.7825 | 0 | 58.6012 | 0
2042 | 6 | 20 | 23 | 81.6756 | 1.6756 | 27.5221 | 0 | 54.1535 | 0
2042 | 6 | 20 | 24 | 74.3414 | 0 | 25.0507 | 0 | 49.2907 | 0
2042 | 6 | 21 | 1 | 64.4404 | 0 | 21.7144 | 0 | 42.726 | 0
2042 | 6 | 21 | 2 | 71.2761 | 0 | 24.0178 | 0 | 47.2583 | 0
2042 | 6 | 21 | 3 | 69.2563 | 0 | 23.3372 | 0 | 45.9191 | 0
2042 | 6 | 21 | 4 | 68.2623 | 0 | 23.0023 | 0 | 45.2601 | 0
2042 | 6 | 21 | 5 | 68.3659 | 0 | 23.0372 | 0 | 45.3288 | 0
2042 | 6 | 21 | 6 | 69.1129 | 0 | 23.2889 | 0 | 45.824 | 0
2042 | 6 | 21 | 7 | 67.3447 | 0 | 22.6931 | 0 | 44.6517 | 0
2042 | 6 | 21 | 8 | 69.4858 | 0 | 23.4145 | 0 | 46.0713 | 0
2042 | 6 | 21 | 9 | 71.0551 | 0 | 23.9433 | 0 | 47.1117 | 0
2042 | 6 | 21 | 10 | 72.3311 | 0 | 24.3733 | 0 | 47.9578 | 0
2042 | 6 | 21 | 11 | 69.9217 | 0 | 23.5614 | 0 | 46.3603 | 0
2042 | 6 | 21 | 12 | 69.3247 | 0 | 23.3603 | 0 | 45.9645 | 0
2042 | 6 | 21 | 13 | 63.4591 | 0 | 21.3837 | 0 | 42.0754 | 0
2042 | 6 | 21 | 14 | 62.9802 | 0 | 21.2223 | 0 | 41.7579 | 0
2042 | 6 | 21 | 15 | 66.3962 | 0 | 22.3734 | 0 | 44.0228 | 0
2042 | 6 | 21 | 16 | 69.3251 | 0 | 23.3604 | 0 | 45.9647 | 0
2042 | 6 | 21 | 17 | 74.8086 | 0 | 25.2081 | 0 | 49.6004 | 0
2042 | 6 | 21 | 18 | 81.87 | 1.87 | 27.5876 | 0 | 54.2824 | 0
2042 | 6 | 21 | 19 | 82.5213 | 2.5213 | 27.8071 | 0 | 54.7142 | 0
2042 | 6 | 21 | 20 | 81.8225 | 1.8225 | 27.5716 | 0 | 54.2509 | 0
2042 | 6 | 21 | 21 | 80.3821 | 0.38214 | 27.0863 | 0 | 53.2959 | 0
2042 | 6 | 21 | 22 | 77.8155 | 0 | 26.2214 | 0 | 51.5941 | 0
2042 | 6 | 21 | 23 | 73.4337 | 0 | 24.7448 | 0 | 48.6888 | 0
2042 | 6 | 21 | 24 | 67.9851 | 0 | 22.9088 | 0 | 45.0762 | 0
2042 | 6 | 22 | 1 | 67.1548 | 0 | 22.6291 | 0 | 44.5258 | 0
2042 | 6 | 22 | 2 | 63.1791 | 0 | 21.2894 | 0 | 41.8898 | 0
2042 | 6 | 22 | 3 | 59.5174 | 0 | 20.0555 | 0 | 39.4619 | 0
2042 | 6 | 22 | 4 | 58.4686 | 0 | 19.7021 | 0 | 38.7665 | 0
2042 | 6 | 22 | 5 | 59.6553 | 0 | 20.102 | 0 | 39.5533 | 0
2042 | 6 | 22 | 6 | 61.1294 | 0 | 20.5987 | 0 | 40.5307 | 0
2042 | 6 | 22 | 7 | 58.5724 | 0 | 19.7371 | 0 | 38.8353 | 0
2042 | 6 | 22 | 8 | 60.5211 | 0 | 20.3937 | 0 | 40.1274 | 0
2042 | 6 | 22 | 9 | 61.4078 | 0 | 20.6925 | 0 | 40.7153 | 0
2042 | 6 | 22 | 10 | 61.4657 | 0 | 20.712 | 0 | 40.7537 | 0
2042 | 6 | 22 | 11 | 57.9914 | 0 | 19.5413 | 0 | 38.4501 | 0
2042 | 6 | 22 | 12 | 54.7265 | 0 | 18.4411 | 0 | 36.2854 | 0
2042 | 6 | 22 | 13 | 52.4329 | 0 | 17.6682 | 0 | 34.7647 | 0
2042 | 6 | 22 | 14 | 56.9379 | 0 | 19.1863 | 0 | 37.7516 | 0
2042 | 6 | 22 | 15 | 63.5061 | 0 | 21.3996 | 0 | 42.1066 | 0
2042 | 6 | 22 | 16 | 72.6686 | 0 | 24.487 | 0 | 48.1816 | 0
2042 | 6 | 22 | 17 | 86.006 | 6.006 | 28.9813 | 0 | 57.0247 | 0
2042 | 6 | 22 | 18 | 102.1456 | 22.1456 | 34.4199 | 0 | 67.7257 | 0
2042 | 6 | 22 | 19 | 110.3 | 30.3 | 37.1676 | 0.16764 | 73.1324 | 0
2042 | 6 | 22 | 20 | 113.379 | 33.379 | 38.2052 | 1.2052 | 75.1738 | 0
2042 | 6 | 22 | 21 | 110.2724 | 30.2724 | 37.1583 | 0.15832 | 73.114 | 0
2042 | 6 | 22 | 22 | 107.0256 | 27.0256 | 36.0643 | 0 | 70.9613 | 0
2042 | 6 | 22 | 23 | 97.9139 | 17.9139 | 32.9939 | 0 | 64.92 | 0
2042 | 6 | 22 | 24 | 87.2055 | 7.2055 | 29.3855 | 0 | 57.82 | 0
2042 | 6 | 23 | 1 | 78.2132 | 0 | 26.3554 | 0 | 51.8578 | 0
2042 | 6 | 23 | 2 | 79.4348 | 0 | 26.767 | 0 | 52.6677 | 0
2042 | 6 | 23 | 3 | 75.9553 | 0 | 25.5945 | 0 | 50.3607 | 0
2042 | 6 | 23 | 4 | 74.4482 | 0 | 25.0867 | 0 | 49.3615 | 0
2042 | 6 | 23 | 5 | 74.6218 | 0 | 25.1452 | 0 | 49.4766 | 0
2042 | 6 | 23 | 6 | 77.4573 | 0 | 26.1007 | 0 | 51.3566 | 0
2042 | 6 | 23 | 7 | 80.5608 | 0.56079 | 27.1465 | 0 | 53.4143 | 0
2042 | 6 | 23 | 8 | 87.9071 | 7.9071 | 29.6219 | 0 | 58.2852 | 0
2042 | 6 | 23 | 9 | 88.9606 | 8.9606 | 29.9769 | 0 | 58.9836 | 0
2042 | 6 | 23 | 10 | 86.6026 | 6.6026 | 29.1824 | 0 | 57.4203 | 0
2042 | 6 | 23 | 11 | 84.3985 | 4.3985 | 28.4397 | 0 | 55.9589 | 0
2042 | 6 | 23 | 12 | 82.6858 | 2.6858 | 27.8625 | 0 | 54.8233 | 0
2042 | 6 | 23 | 13 | 90.8476 | 10.8476 | 30.6128 | 0 | 60.2348 | 0
2042 | 6 | 23 | 14 | 93.4446 | 13.4446 | 31.4879 | 0 | 61.9567 | 0
2042 | 6 | 23 | 15 | 101.0179 | 21.0179 | 34.0398 | 0 | 66.978 | 0
2042 | 6 | 23 | 16 | 107.1925 | 27.1925 | 36.1205 | 0 | 71.072 | 0
2042 | 6 | 23 | 17 | 118.7269 | 38.7269 | 40.0072 | 3.0072 | 78.7197 | 0
2042 | 6 | 23 | 18 | 132.8362 | 52.8362 | 44.7616 | 7.7616 | 88.0746 | 0
2042 | 6 | 23 | 19 | 131.9994 | 51.9994 | 44.4797 | 7.4797 | 87.5198 | 0
2042 | 6 | 23 | 20 | 137.8778 | 57.8778 | 46.4605 | 9.4605 | 91.4173 | 1.4173
2042 | 6 | 23 | 21 | 132.4701 | 52.4701 | 44.6383 | 7.6383 | 87.8318 | 0
2042 | 6 | 23 | 22 | 126.7458 | 46.7458 | 42.7093 | 5.7093 | 84.0364 | 0
2042 | 6 | 23 | 23 | 115.5084 | 35.5084 | 38.9227 | 1.9227 | 76.5857 | 0
2042 | 6 | 23 | 24 | 102.3042 | 22.3042 | 34.4733 | 0 | 67.8309 | 0
2042 | 6 | 24 | 1 | 91.5472 | 11.5472 | 30.8485 | 0 | 60.6986 | 0
2042 | 6 | 24 | 2 | 83.3189 | 3.3189 | 28.0759 | 0 | 55.2431 | 0
2042 | 6 | 24 | 3 | 80.2965 | 0.29652 | 27.0574 | 0 | 53.2391 | 0
2042 | 6 | 24 | 4 | 78.484 | 0 | 26.4466 | 0 | 52.0374 | 0
2042 | 6 | 24 | 5 | 78.0675 | 0 | 26.3063 | 0 | 51.7612 | 0
2042 | 6 | 24 | 6 | 80.0303 | 0.030338 | 26.9677 | 0 | 53.0626 | 0
2042 | 6 | 24 | 7 | 78.0133 | 0 | 26.288 | 0 | 51.7253 | 0
2042 | 6 | 24 | 8 | 83.8789 | 3.8789 | 28.2646 | 0 | 55.6144 | 0
2042 | 6 | 24 | 9 | 82.183 | 2.183 | 27.6931 | 0 | 54.4899 | 0
2042 | 6 | 24 | 10 | 77.1192 | 0 | 25.9868 | 0 | 51.1325 | 0
2042 | 6 | 24 | 11 | 71.8441 | 0 | 24.2092 | 0 | 47.6349 | 0
2042 | 6 | 24 | 12 | 71.2419 | 0 | 24.0063 | 0 | 47.2356 | 0
2042 | 6 | 24 | 13 | 70.6975 | 0 | 23.8228 | 0 | 46.8747 | 0
2042 | 6 | 24 | 14 | 71.4852 | 0 | 24.0883 | 0 | 47.3969 | 0
2042 | 6 | 24 | 15 | 76.6607 | 0 | 25.8323 | 0 | 50.8285 | 0
2042 | 6 | 24 | 16 | 83.0626 | 3.0626 | 27.9895 | 0 | 55.0731 | 0
2042 | 6 | 24 | 17 | 97.006 | 17.006 | 32.688 | 0 | 64.318 | 0
2042 | 6 | 24 | 18 | 111.7685 | 31.7685 | 37.6625 | 0.66247 | 74.106 | 0
2042 | 6 | 24 | 19 | 117.4849 | 37.4849 | 39.5887 | 2.5887 | 77.8962 | 0
2042 | 6 | 24 | 20 | 123.1791 | 43.1791 | 41.5075 | 4.5075 | 81.6716 | 0
2042 | 6 | 24 | 21 | 119.1598 | 39.1598 | 40.1531 | 3.1531 | 79.0067 | 0
2042 | 6 | 24 | 22 | 113.4312 | 33.4312 | 38.2228 | 1.2228 | 75.2085 | 0
2042 | 6 | 24 | 23 | 102.8754 | 22.8754 | 34.6658 | 0 | 68.2096 | 0
2042 | 6 | 24 | 24 | 92.205 | 12.205 | 31.0702 | 0 | 61.1348 | 0
2042 | 6 | 25 | 1 | 80.6354 | 0.63537 | 27.1716 | 0 | 53.4638 | 0
2042 | 6 | 25 | 2 | 78.1108 | 0 | 26.3209 | 0 | 51.7899 | 0
2042 | 6 | 25 | 3 | 75.3802 | 0 | 25.4007 | 0 | 49.9794 | 0
2042 | 6 | 25 | 4 | 73.2203 | 0 | 24.673 | 0 | 48.5474 | 0
2042 | 6 | 25 | 5 | 73.1646 | 0 | 24.6542 | 0 | 48.5105 | 0
2042 | 6 | 25 | 6 | 75.196 | 0 | 25.3387 | 0 | 49.8573 | 0
2042 | 6 | 25 | 7 | 77.7358 | 0 | 26.1945 | 0 | 51.5412 | 0
2042 | 6 | 25 | 8 | 82.1733 | 2.1733 | 27.6898 | 0 | 54.4835 | 0
2042 | 6 | 25 | 9 | 79.4559 | 0 | 26.7742 | 0 | 52.6818 | 0
2042 | 6 | 25 | 10 | 74.5661 | 0 | 25.1264 | 0 | 49.4397 | 0
2042 | 6 | 25 | 11 | 70.3932 | 0 | 23.7203 | 0 | 46.6729 | 0
2042 | 6 | 25 | 12 | 70.2863 | 0 | 23.6843 | 0 | 46.602 | 0
2042 | 6 | 25 | 13 | 69.6747 | 0 | 23.4782 | 0 | 46.1965 | 0
2042 | 6 | 25 | 14 | 72.6276 | 0 | 24.4732 | 0 | 48.1544 | 0
2042 | 6 | 25 | 15 | 78.649 | 0 | 26.5022 | 0 | 52.1467 | 0
2042 | 6 | 25 | 16 | 85.5669 | 5.5669 | 28.8333 | 0 | 56.7335 | 0
2042 | 6 | 25 | 17 | 96.8786 | 16.8786 | 32.645 | 0 | 64.2335 | 0
2042 | 6 | 25 | 18 | 109.0576 | 29.0576 | 36.749 | 0 | 72.3086 | 0
2042 | 6 | 25 | 19 | 113.9295 | 33.9295 | 38.3907 | 1.3907 | 75.5388 | 0
2042 | 6 | 25 | 20 | 119.5544 | 39.5544 | 40.2861 | 3.2861 | 79.2683 | 0
2042 | 6 | 25 | 21 | 115.5224 | 35.5224 | 38.9274 | 1.9274 | 76.595 | 0
2042 | 6 | 25 | 22 | 110.7344 | 30.7344 | 37.314 | 0.31402 | 73.4204 | 0
2042 | 6 | 25 | 23 | 99.7777 | 19.7777 | 33.622 | 0 | 66.1558 | 0
2042 | 6 | 25 | 24 | 89.262 | 9.262 | 30.0785 | 0 | 59.1835 | 0
2042 | 6 | 26 | 1 | 79.5563 | 0 | 26.808 | 0 | 52.7483 | 0
2042 | 6 | 26 | 2 | 80.4402 | 0.4402 | 27.1058 | 0 | 53.3344 | 0
2042 | 6 | 26 | 3 | 77.2708 | 0 | 26.0378 | 0 | 51.233 | 0
2042 | 6 | 26 | 4 | 75.4183 | 0 | 25.4136 | 0 | 50.0047 | 0
2042 | 6 | 26 | 5 | 74.8792 | 0 | 25.2319 | 0 | 49.6473 | 0
2042 | 6 | 26 | 6 | 77.1224 | 0 | 25.9878 | 0 | 51.1346 | 0
2042 | 6 | 26 | 7 | 79.9267 | 0 | 26.9328 | 0 | 52.9939 | 0
2042 | 6 | 26 | 8 | 84.9921 | 4.9921 | 28.6397 | 0 | 56.3524 | 0
2042 | 6 | 26 | 9 | 83.6625 | 3.6625 | 28.1916 | 0 | 55.4709 | 0
2042 | 6 | 26 | 10 | 80.097 | 0.097036 | 26.9902 | 0 | 53.1069 | 0
2042 | 6 | 26 | 11 | 77.2457 | 0 | 26.0294 | 0 | 51.2163 | 0
2042 | 6 | 26 | 12 | 76.5909 | 0 | 25.8087 | 0 | 50.7821 | 0
2042 | 6 | 26 | 13 | 81.132 | 1.132 | 27.3389 | 0 | 53.7931 | 0
2042 | 6 | 26 | 14 | 84.633 | 4.633 | 28.5187 | 0 | 56.1144 | 0
2042 | 6 | 26 | 15 | 92.3782 | 12.3782 | 31.1286 | 0 | 61.2497 | 0
2042 | 6 | 26 | 16 | 100.5147 | 20.5147 | 33.8703 | 0 | 66.6444 | 0
2042 | 6 | 26 | 17 | 110.4518 | 30.4518 | 37.2188 | 0.2188 | 73.233 | 0
2042 | 6 | 26 | 18 | 122.8752 | 42.8752 | 41.4051 | 4.4051 | 81.4701 | 0
2042 | 6 | 26 | 19 | 132.4364 | 52.4364 | 44.6269 | 7.6269 | 87.8095 | 0
2042 | 6 | 26 | 20 | 136.5234 | 56.5234 | 46.0041 | 9.0041 | 90.5193 | 0.51927
2042 | 6 | 26 | 21 | 132.196 | 52.196 | 44.5459 | 7.5459 | 87.6501 | 0
2042 | 6 | 26 | 22 | 127.3163 | 47.3163 | 42.9016 | 5.9016 | 84.4147 | 0
2042 | 6 | 26 | 23 | 115.4191 | 35.4191 | 38.8926 | 1.8926 | 76.5265 | 0
2042 | 6 | 26 | 24 | 102.8292 | 22.8292 | 34.6502 | 0 | 68.179 | 0
2042 | 6 | 27 | 1 | 87.0722 | 7.0722 | 29.3406 | 0 | 57.7316 | 0
2042 | 6 | 27 | 2 | 83.582 | 3.582 | 28.1645 | 0 | 55.4175 | 0
2042 | 6 | 27 | 3 | 80.3755 | 0.37553 | 27.084 | 0 | 53.2915 | 0
2042 | 6 | 27 | 4 | 78.6903 | 0 | 26.5162 | 0 | 52.1741 | 0
2042 | 6 | 27 | 5 | 78.392 | 0 | 26.4157 | 0 | 51.9764 | 0
2042 | 6 | 27 | 6 | 80.6554 | 0.65545 | 27.1784 | 0 | 53.4771 | 0
2042 | 6 | 27 | 7 | 81.058 | 1.058 | 27.314 | 0 | 53.744 | 0
2042 | 6 | 27 | 8 | 87.7326 | 7.7326 | 29.5631 | 0 | 58.1695 | 0
2042 | 6 | 27 | 9 | 93.0908 | 13.0908 | 31.3687 | 0 | 61.7221 | 0
2042 | 6 | 27 | 10 | 96.5083 | 16.5083 | 32.5203 | 0 | 63.9881 | 0
2042 | 6 | 27 | 11 | 96.7358 | 16.7358 | 32.5969 | 0 | 64.1389 | 0
2042 | 6 | 27 | 12 | 94.1335 | 14.1335 | 31.72 | 0 | 62.4135 | 0
2042 | 6 | 27 | 13 | 94.0393 | 14.0393 | 31.6883 | 0 | 62.351 | 0
2042 | 6 | 27 | 14 | 95.1016 | 15.1016 | 32.0463 | 0 | 63.0554 | 0
2042 | 6 | 27 | 15 | 100.6762 | 20.6762 | 33.9247 | 0 | 66.7515 | 0
2042 | 6 | 27 | 16 | 104.0139 | 24.0139 | 35.0494 | 0 | 68.9645 | 0
2042 | 6 | 27 | 17 | 110.195 | 30.195 | 37.1323 | 0.13225 | 73.0627 | 0
2042 | 6 | 27 | 18 | 117.8398 | 37.8398 | 39.7083 | 2.7083 | 78.1315 | 0
2042 | 6 | 27 | 19 | 123.7965 | 43.7965 | 41.7155 | 4.7155 | 82.081 | 0
2042 | 6 | 27 | 20 | 128.3879 | 48.3879 | 43.2627 | 6.2627 | 85.1252 | 0
2042 | 6 | 27 | 21 | 124.2066 | 44.2066 | 41.8537 | 4.8537 | 82.3529 | 0
2042 | 6 | 27 | 22 | 120.0796 | 40.0796 | 40.4631 | 3.4631 | 79.6166 | 0
2042 | 6 | 27 | 23 | 110.4011 | 30.4011 | 37.2017 | 0.20171 | 73.1994 | 0
2042 | 6 | 27 | 24 | 98.8998 | 18.8998 | 33.3261 | 0 | 65.5737 | 0
2042 | 6 | 28 | 1 | 87.7171 | 7.7171 | 29.5579 | 0 | 58.1592 | 0
2042 | 6 | 28 | 2 | 73.774 | 0 | 24.8595 | 0 | 48.9145 | 0
2042 | 6 | 28 | 3 | 70.8819 | 0 | 23.885 | 0 | 46.9969 | 0
2042 | 6 | 28 | 4 | 68.119 | 0 | 22.954 | 0 | 45.165 | 0
2042 | 6 | 28 | 5 | 65.9046 | 0 | 22.2078 | 0 | 43.6968 | 0
2042 | 6 | 28 | 6 | 66.5249 | 0 | 22.4168 | 0 | 44.1081 | 0
2042 | 6 | 28 | 7 | 67.5215 | 0 | 22.7526 | 0 | 44.7689 | 0
2042 | 6 | 28 | 8 | 70.067 | 0 | 23.6104 | 0 | 46.4566 | 0
2042 | 6 | 28 | 9 | 67.4721 | 0 | 22.736 | 0 | 44.7362 | 0
2042 | 6 | 28 | 10 | 62.7053 | 0 | 21.1297 | 0 | 41.5756 | 0
2042 | 6 | 28 | 11 | 57.416 | 0 | 19.3474 | 0 | 38.0686 | 0
2042 | 6 | 28 | 12 | 54.9571 | 0 | 18.5188 | 0 | 36.4383 | 0
2042 | 6 | 28 | 13 | 65.5977 | 0 | 22.1043 | 0 | 43.4933 | 0
2042 | 6 | 28 | 14 | 63.1142 | 0 | 21.2675 | 0 | 41.8467 | 0
2042 | 6 | 28 | 15 | 65.5957 | 0 | 22.1037 | 0 | 43.492 | 0
2042 | 6 | 28 | 16 | 66.4106 | 0 | 22.3783 | 0 | 44.0323 | 0
2042 | 6 | 28 | 17 | 70.9549 | 0 | 23.9096 | 0 | 47.0453 | 0
2042 | 6 | 28 | 18 | 77.2826 | 0 | 26.0418 | 0 | 51.2408 | 0
2042 | 6 | 28 | 19 | 84.7433 | 4.7433 | 28.5558 | 0 | 56.1875 | 0
2042 | 6 | 28 | 20 | 85.7909 | 5.7909 | 28.9088 | 0 | 56.882 | 0
2042 | 6 | 28 | 21 | 82.8432 | 2.8432 | 27.9155 | 0 | 54.9276 | 0
2042 | 6 | 28 | 22 | 80.3627 | 0.36272 | 27.0797 | 0 | 53.283 | 0
2042 | 6 | 28 | 23 | 75.5477 | 0 | 25.4572 | 0 | 50.0905 | 0
2042 | 6 | 28 | 24 | 69.6761 | 0 | 23.4786 | 0 | 46.1974 | 0
2042 | 6 | 29 | 1 | 68.5168 | 0 | 23.088 | 0 | 45.4288 | 0
2042 | 6 | 29 | 2 | 61.2876 | 0 | 20.652 | 0 | 40.6356 | 0
2042 | 6 | 29 | 3 | 58.9097 | 0 | 19.8507 | 0 | 39.059 | 0
2042 | 6 | 29 | 4 | 57.8759 | 0 | 19.5024 | 0 | 38.3735 | 0
2042 | 6 | 29 | 5 | 57.8155 | 0 | 19.482 | 0 | 38.3335 | 0
2042 | 6 | 29 | 6 | 58.392 | 0 | 19.6763 | 0 | 38.7157 | 0
2042 | 6 | 29 | 7 | 56.0523 | 0 | 18.8879 | 0 | 37.1645 | 0
2042 | 6 | 29 | 8 | 57.8159 | 0 | 19.4821 | 0 | 38.3337 | 0
2042 | 6 | 29 | 9 | 54.54 | 0 | 18.3783 | 0 | 36.1617 | 0
2042 | 6 | 29 | 10 | 51.1678 | 0 | 17.2419 | 0 | 33.9258 | 0
2042 | 6 | 29 | 11 | 44.4192 | 0 | 14.9679 | 0 | 29.4513 | 0
2042 | 6 | 29 | 12 | 41.6908 | 0 | 14.0485 | 0 | 27.6423 | 0
2042 | 6 | 29 | 13 | 27.9819 | 0 | 9.429 | 0 | 18.5529 | 0
2042 | 6 | 29 | 14 | 30.9285 | 0 | 10.4219 | 0 | 20.5066 | 0
2042 | 6 | 29 | 15 | 37.6149 | 0 | 12.675 | 0 | 24.9398 | 0
2042 | 6 | 29 | 16 | 45.8348 | 0 | 15.4449 | 0 | 30.3899 | 0
2042 | 6 | 29 | 17 | 60.4368 | 0 | 20.3653 | 0 | 40.0715 | 0
2042 | 6 | 29 | 18 | 77.6938 | 0 | 26.1804 | 0 | 51.5134 | 0
2042 | 6 | 29 | 19 | 88.694 | 8.694 | 29.8871 | 0 | 58.8069 | 0
2042 | 6 | 29 | 20 | 95.2215 | 15.2215 | 32.0866 | 0 | 63.1348 | 0
2042 | 6 | 29 | 21 | 92.2653 | 12.2653 | 31.0905 | 0 | 61.1748 | 0
2042 | 6 | 29 | 22 | 89.598 | 9.598 | 30.1917 | 0 | 59.4063 | 0
2042 | 6 | 29 | 23 | 81.7112 | 1.7112 | 27.5341 | 0 | 54.1771 | 0
2042 | 6 | 29 | 24 | 73.9 | 0 | 24.902 | 0 | 48.998 | 0
2042 | 6 | 30 | 1 | 65.9422 | 0 | 22.2205 | 0 | 43.7218 | 0
2042 | 6 | 30 | 2 | 65.7834 | 0 | 22.167 | 0 | 43.6165 | 0
2042 | 6 | 30 | 3 | 63.5398 | 0 | 21.4109 | 0 | 42.1289 | 0
2042 | 6 | 30 | 4 | 62.9587 | 0 | 21.2151 | 0 | 41.7436 | 0
2042 | 6 | 30 | 5 | 63.7068 | 0 | 21.4672 | 0 | 42.2396 | 0
2042 | 6 | 30 | 6 | 65.6771 | 0 | 22.1311 | 0 | 43.546 | 0
2042 | 6 | 30 | 7 | 68.568 | 0 | 23.1053 | 0 | 45.4627 | 0
2042 | 6 | 30 | 8 | 73.9233 | 0 | 24.9098 | 0 | 49.0135 | 0
2042 | 6 | 30 | 9 | 79.6591 | 0 | 26.8426 | 0 | 52.8165 | 0
2042 | 6 | 30 | 10 | 82.7449 | 2.7449 | 27.8824 | 0 | 54.8625 | 0
2042 | 6 | 30 | 11 | 83.3284 | 3.3284 | 28.0791 | 0 | 55.2494 | 0
2042 | 6 | 30 | 12 | 78.7079 | 0 | 26.5221 | 0 | 52.1858 | 0
2042 | 6 | 30 | 13 | 61.8686 | 0 | 20.8478 | 0 | 41.0208 | 0
2042 | 6 | 30 | 14 | 59.5555 | 0 | 20.0683 | 0 | 39.4872 | 0
2042 | 6 | 30 | 15 | 62.4894 | 0 | 21.057 | 0 | 41.4324 | 0
2042 | 6 | 30 | 16 | 66.3354 | 0 | 22.3529 | 0 | 43.9825 | 0
2042 | 6 | 30 | 17 | 76.8725 | 0 | 25.9036 | 0 | 50.9689 | 0
2042 | 6 | 30 | 18 | 84.7671 | 4.7671 | 28.5638 | 0 | 56.2032 | 0
2042 | 6 | 30 | 19 | 98.7463 | 18.7463 | 33.2744 | 0 | 65.4719 | 0
2042 | 6 | 30 | 20 | 103.2569 | 23.2569 | 34.7943 | 0 | 68.4625 | 0
2042 | 6 | 30 | 21 | 100.9199 | 20.9199 | 34.0068 | 0 | 66.9131 | 0
2042 | 6 | 30 | 22 | 97.4159 | 17.4159 | 32.8261 | 0 | 64.5898 | 0
2042 | 6 | 30 | 23 | 88.4455 | 8.4455 | 29.8034 | 0 | 58.6422 | 0
2042 | 6 | 30 | 24 | 79.45 | 0 | 26.7722 | 0 | 52.6779 | 0
2042 | 7 | 1 | 1 | 70.655 | 0 | 23.8085 | 0 | 46.8465 | 0
2042 | 7 | 1 | 2 | 73.4938 | 0 | 24.7651 | 0 | 48.7287 | 0
2042 | 7 | 1 | 3 | 71.7005 | 0 | 24.1608 | 0 | 47.5397 | 0
2042 | 7 | 1 | 4 | 71.5913 | 0 | 24.124 | 0 | 47.4673 | 0
2042 | 7 | 1 | 5 | 70.4961 | 0 | 23.755 | 0 | 46.7411 | 0
2042 | 7 | 1 | 6 | 73.0351 | 0 | 24.6105 | 0 | 48.4246 | 0
2042 | 7 | 1 | 7 | 69.6357 | 0 | 23.465 | 0 | 46.1706 | 0
2042 | 7 | 1 | 8 | 71.3041 | 0 | 24.0272 | 0 | 47.2768 | 0
2042 | 7 | 1 | 9 | 69.7672 | 0 | 23.5094 | 0 | 46.2578 | 0
2042 | 7 | 1 | 10 | 67.6332 | 0 | 22.7903 | 0 | 44.8429 | 0
2042 | 7 | 1 | 11 | 64.2036 | 0 | 21.6346 | 0 | 42.569 | 0
2042 | 7 | 1 | 12 | 64.8639 | 0 | 21.8571 | 0 | 43.0068 | 0
2042 | 7 | 1 | 13 | 66.7788 | 0 | 22.5024 | 0 | 44.2764 | 0
2042 | 7 | 1 | 14 | 61.4912 | 0 | 20.7206 | 0 | 40.7706 | 0
2042 | 7 | 1 | 15 | 59.2249 | 0 | 19.9569 | 0 | 39.268 | 0
2042 | 7 | 1 | 16 | 68.5091 | 0 | 23.0854 | 0 | 45.4237 | 0
2042 | 7 | 1 | 17 | 77.9511 | 0 | 26.2671 | 0 | 51.6841 | 0
2042 | 7 | 1 | 18 | 91.2246 | 11.2246 | 30.7398 | 0 | 60.4848 | 0
2042 | 7 | 1 | 19 | 96.4475 | 16.4475 | 32.4998 | 0 | 63.9477 | 0
2042 | 7 | 1 | 20 | 102.3673 | 22.3673 | 34.4946 | 0 | 67.8727 | 0
2042 | 7 | 1 | 21 | 97.5489 | 17.5489 | 32.8709 | 0 | 64.678 | 0
2042 | 7 | 1 | 22 | 93.2889 | 13.2889 | 31.4354 | 0 | 61.8535 | 0
2042 | 7 | 1 | 23 | 87.1511 | 7.1511 | 29.3672 | 0 | 57.7839 | 0
2042 | 7 | 1 | 24 | 78.966 | 0 | 26.6091 | 0 | 52.3569 | 0
2042 | 7 | 2 | 1 | 75.4216 | 0 | 25.4147 | 0 | 50.0069 | 0
2042 | 7 | 2 | 2 | 69.6115 | 0 | 23.4569 | 0 | 46.1546 | 0
2042 | 7 | 2 | 3 | 65.5793 | 0 | 22.0982 | 0 | 43.4811 | 0
2042 | 7 | 2 | 4 | 63.9034 | 0 | 21.5335 | 0 | 42.37 | 0
2042 | 7 | 2 | 5 | 65.3052 | 0 | 22.0058 | 0 | 43.2994 | 0
2042 | 7 | 2 | 6 | 67.8599 | 0 | 22.8666 | 0 | 44.9932 | 0
2042 | 7 | 2 | 7 | 72.3898 | 0 | 24.3931 | 0 | 47.9967 | 0
2042 | 7 | 2 | 8 | 78.1349 | 0 | 26.329 | 0 | 51.8059 | 0
2042 | 7 | 2 | 9 | 83.7294 | 3.7294 | 28.2142 | 0 | 55.5153 | 0
2042 | 7 | 2 | 10 | 84.5562 | 4.5562 | 28.4928 | 0 | 56.0634 | 0
2042 | 7 | 2 | 11 | 84.5831 | 4.5831 | 28.5018 | 0 | 56.0812 | 0
2042 | 7 | 2 | 12 | 85.1059 | 5.1059 | 28.678 | 0 | 56.4279 | 0
2042 | 7 | 2 | 13 | 100.7667 | 20.7667 | 33.9552 | 0 | 66.8115 | 0
2042 | 7 | 2 | 14 | 96.8417 | 16.8417 | 32.6326 | 0 | 64.2091 | 0
2042 | 7 | 2 | 15 | 98.3931 | 18.3931 | 33.1554 | 0 | 65.2377 | 0
2042 | 7 | 2 | 16 | 99.6808 | 19.6808 | 33.5893 | 0 | 66.0915 | 0
2042 | 7 | 2 | 17 | 106.5391 | 26.5391 | 35.9003 | 0 | 70.6387 | 0
2042 | 7 | 2 | 18 | 112.6728 | 32.6728 | 37.9672 | 0.96718 | 74.7056 | 0
2042 | 7 | 2 | 19 | 117.1073 | 37.1073 | 39.4615 | 2.4615 | 77.6458 | 0
2042 | 7 | 2 | 20 | 114.255 | 34.255 | 38.5004 | 1.5004 | 75.7547 | 0
2042 | 7 | 2 | 21 | 111.7414 | 31.7414 | 37.6533 | 0.65334 | 74.0881 | 0
2042 | 7 | 2 | 22 | 107.9126 | 27.9126 | 36.3632 | 0 | 71.5494 | 0
2042 | 7 | 2 | 23 | 100.5335 | 20.5335 | 33.8766 | 0 | 66.6568 | 0
2042 | 7 | 2 | 24 | 91.4484 | 11.4484 | 30.8152 | 0 | 60.6331 | 0
2042 | 7 | 3 | 1 | 83.03 | 3.03 | 27.9785 | 0 | 55.0515 | 0
2042 | 7 | 3 | 2 | 81.181 | 1.181 | 27.3555 | 0 | 53.8256 | 0
2042 | 7 | 3 | 3 | 77.3193 | 0 | 26.0542 | 0 | 51.2651 | 0
2042 | 7 | 3 | 4 | 76.013 | 0 | 25.614 | 0 | 50.399 | 0
2042 | 7 | 3 | 5 | 76.2153 | 0 | 25.6822 | 0 | 50.5331 | 0
2042 | 7 | 3 | 6 | 77.6119 | 0 | 26.1528 | 0 | 51.4591 | 0
2042 | 7 | 3 | 7 | 78.0578 | 0 | 26.303 | 0 | 51.7548 | 0
2042 | 7 | 3 | 8 | 83.174 | 3.174 | 28.027 | 0 | 55.147 | 0
2042 | 7 | 3 | 9 | 83.9124 | 3.9124 | 28.2758 | 0 | 55.6365 | 0
2042 | 7 | 3 | 10 | 79.7633 | 0 | 26.8777 | 0 | 52.8856 | 0
2042 | 7 | 3 | 11 | 75.5742 | 0 | 25.4661 | 0 | 50.1081 | 0
2042 | 7 | 3 | 12 | 75.0621 | 0 | 25.2936 | 0 | 49.7685 | 0
2042 | 7 | 3 | 13 | 81.4328 | 1.4328 | 27.4403 | 0 | 53.9925 | 0
2042 | 7 | 3 | 14 | 78.3974 | 0 | 26.4175 | 0 | 51.9799 | 0
2042 | 7 | 3 | 15 | 79.6379 | 0 | 26.8355 | 0 | 52.8024 | 0
2042 | 7 | 3 | 16 | 84.2828 | 4.2828 | 28.4007 | 0 | 55.8821 | 0
2042 | 7 | 3 | 17 | 96.1069 | 16.1069 | 32.385 | 0 | 63.7219 | 0
2042 | 7 | 3 | 18 | 107.3525 | 27.3525 | 36.1744 | 0 | 71.1781 | 0
2042 | 7 | 3 | 19 | 111.4049 | 31.4049 | 37.54 | 0.53995 | 73.865 | 0
2042 | 7 | 3 | 20 | 116.2951 | 36.2951 | 39.1878 | 2.1878 | 77.1073 | 0
2042 | 7 | 3 | 21 | 113.0027 | 33.0027 | 38.0784 | 1.0784 | 74.9244 | 0
2042 | 7 | 3 | 22 | 107.3277 | 27.3277 | 36.1661 | 0 | 71.1616 | 0
2042 | 7 | 3 | 23 | 97.8649 | 17.8649 | 32.9774 | 0 | 64.8875 | 0
2042 | 7 | 3 | 24 | 88.3316 | 8.3316 | 29.765 | 0 | 58.5666 | 0
2042 | 7 | 4 | 1 | 81.816 | 1.816 | 27.5694 | 0 | 54.2466 | 0
2042 | 7 | 4 | 2 | 74.09 | 0 | 24.966 | 0 | 49.124 | 0
2042 | 7 | 4 | 3 | 70.6642 | 0 | 23.8116 | 0 | 46.8526 | 0
2042 | 7 | 4 | 4 | 69.2773 | 0 | 23.3443 | 0 | 45.9331 | 0
2042 | 7 | 4 | 5 | 69.8729 | 0 | 23.545 | 0 | 46.3279 | 0
2042 | 7 | 4 | 6 | 71.6382 | 0 | 24.1398 | 0 | 47.4984 | 0
2042 | 7 | 4 | 7 | 72.2788 | 0 | 24.3557 | 0 | 47.9231 | 0
2042 | 7 | 4 | 8 | 75.9731 | 0 | 25.6005 | 0 | 50.3726 | 0
2042 | 7 | 4 | 9 | 76.1658 | 0 | 25.6655 | 0 | 50.5003 | 0
2042 | 7 | 4 | 10 | 71.6865 | 0 | 24.1561 | 0 | 47.5304 | 0
2042 | 7 | 4 | 11 | 66.9887 | 0 | 22.5731 | 0 | 44.4156 | 0
2042 | 7 | 4 | 12 | 65.6073 | 0 | 22.1076 | 0 | 43.4997 | 0
2042 | 7 | 4 | 13 | 65.9957 | 0 | 22.2385 | 0 | 43.7572 | 0
2042 | 7 | 4 | 14 | 63.9982 | 0 | 21.5654 | 0 | 42.4328 | 0
2042 | 7 | 4 | 15 | 67.0158 | 0 | 22.5822 | 0 | 44.4336 | 0
2042 | 7 | 4 | 16 | 73.5456 | 0 | 24.7825 | 0 | 48.763 | 0
2042 | 7 | 4 | 17 | 86.7561 | 6.7561 | 29.2341 | 0 | 57.522 | 0
2042 | 7 | 4 | 18 | 99.0104 | 19.0104 | 33.3634 | 0 | 65.647 | 0
2042 | 7 | 4 | 19 | 104.8075 | 24.8075 | 35.3168 | 0 | 69.4907 | 0
2042 | 7 | 4 | 20 | 109.1534 | 29.1534 | 36.7813 | 0 | 72.3722 | 0
2042 | 7 | 4 | 21 | 105.6939 | 25.6939 | 35.6155 | 0 | 70.0784 | 0
2042 | 7 | 4 | 22 | 101.4266 | 21.4266 | 34.1776 | 0 | 67.2491 | 0
2042 | 7 | 4 | 23 | 93.191 | 13.191 | 31.4024 | 0 | 61.7885 | 0
2042 | 7 | 4 | 24 | 84.9254 | 4.9254 | 28.6172 | 0 | 56.3082 | 0
2042 | 7 | 5 | 1 | 76.2626 | 0 | 25.6981 | 0 | 50.5645 | 0
2042 | 7 | 5 | 2 | 73.8822 | 0 | 24.896 | 0 | 48.9862 | 0
2042 | 7 | 5 | 3 | 70.4202 | 0 | 23.7294 | 0 | 46.6908 | 0
2042 | 7 | 5 | 4 | 68.3867 | 0 | 23.0442 | 0 | 45.3425 | 0
2042 | 7 | 5 | 5 | 67.8845 | 0 | 22.875 | 0 | 45.0096 | 0
2042 | 7 | 5 | 6 | 68.5909 | 0 | 23.113 | 0 | 45.4779 | 0
2042 | 7 | 5 | 7 | 67.1756 | 0 | 22.6361 | 0 | 44.5395 | 0
2042 | 7 | 5 | 8 | 69.2544 | 0 | 23.3365 | 0 | 45.9178 | 0
2042 | 7 | 5 | 9 | 69.8109 | 0 | 23.5241 | 0 | 46.2868 | 0
2042 | 7 | 5 | 10 | 67.8905 | 0 | 22.877 | 0 | 45.0135 | 0
2042 | 7 | 5 | 11 | 63.6709 | 0 | 21.4551 | 0 | 42.2158 | 0
2042 | 7 | 5 | 12 | 64.4508 | 0 | 21.7179 | 0 | 42.7329 | 0
2042 | 7 | 5 | 13 | 68.2848 | 0 | 23.0098 | 0 | 45.2749 | 0
2042 | 7 | 5 | 14 | 69.1438 | 0 | 23.2993 | 0 | 45.8445 | 0
2042 | 7 | 5 | 15 | 73.589 | 0 | 24.7972 | 0 | 48.7918 | 0
2042 | 7 | 5 | 16 | 78.8666 | 0 | 26.5756 | 0 | 52.291 | 0
2042 | 7 | 5 | 17 | 85.7249 | 5.7249 | 28.8866 | 0 | 56.8383 | 0
2042 | 7 | 5 | 18 | 97.0013 | 17.0013 | 32.6864 | 0 | 64.3149 | 0
2042 | 7 | 5 | 19 | 102.1773 | 22.1773 | 34.4305 | 0 | 67.7468 | 0
2042 | 7 | 5 | 20 | 101.5006 | 21.5006 | 34.2025 | 0 | 67.2981 | 0
2042 | 7 | 5 | 21 | 98.1073 | 18.1073 | 33.0591 | 0 | 65.0482 | 0
2042 | 7 | 5 | 22 | 94.6915 | 14.6915 | 31.9081 | 0 | 62.7834 | 0
2042 | 7 | 5 | 23 | 88.8886 | 8.8886 | 29.9527 | 0 | 58.9359 | 0
2042 | 7 | 5 | 24 | 81.5598 | 1.5598 | 27.4831 | 0 | 54.0767 | 0
2042 | 7 | 6 | 1 | 75.1566 | 0 | 25.3254 | 0 | 49.8312 | 0
2042 | 7 | 6 | 2 | 69.3764 | 0 | 23.3777 | 0 | 45.9988 | 0
2042 | 7 | 6 | 3 | 66.2702 | 0 | 22.331 | 0 | 43.9392 | 0
2042 | 7 | 6 | 4 | 64.6129 | 0 | 21.7725 | 0 | 42.8404 | 0
2042 | 7 | 6 | 5 | 64.1734 | 0 | 21.6244 | 0 | 42.549 | 0
2042 | 7 | 6 | 6 | 64.8919 | 0 | 21.8665 | 0 | 43.0254 | 0
2042 | 7 | 6 | 7 | 64.1562 | 0 | 21.6186 | 0 | 42.5376 | 0
2042 | 7 | 6 | 8 | 67.8998 | 0 | 22.8801 | 0 | 45.0197 | 0
2042 | 7 | 6 | 9 | 77.056 | 0 | 25.9654 | 0 | 51.0905 | 0
2042 | 7 | 6 | 10 | 84.5177 | 4.5177 | 28.4798 | 0 | 56.0379 | 0
2042 | 7 | 6 | 11 | 85.52 | 5.52 | 28.8176 | 0 | 56.7025 | 0
2042 | 7 | 6 | 12 | 85.6929 | 5.6929 | 28.8758 | 0 | 56.8171 | 0
2042 | 7 | 6 | 13 | 79.8424 | 0 | 26.9044 | 0 | 52.938 | 0
2042 | 7 | 6 | 14 | 80.0738 | 0.073783 | 26.9823 | 0 | 53.0914 | 0
2042 | 7 | 6 | 15 | 82.2104 | 2.2104 | 27.7023 | 0 | 54.5081 | 0
2042 | 7 | 6 | 16 | 84.1669 | 4.1669 | 28.3616 | 0 | 55.8053 | 0
2042 | 7 | 6 | 17 | 88.6075 | 8.6075 | 29.8579 | 0 | 58.7495 | 0
2042 | 7 | 6 | 18 | 96.9996 | 16.9996 | 32.6858 | 0 | 64.3138 | 0
2042 | 7 | 6 | 19 | 107.6466 | 27.6466 | 36.2735 | 0 | 71.3731 | 0
2042 | 7 | 6 | 20 | 110.1862 | 30.1862 | 37.1293 | 0.12929 | 73.0569 | 0
2042 | 7 | 6 | 21 | 106.5372 | 26.5372 | 35.8997 | 0 | 70.6375 | 0
2042 | 7 | 6 | 22 | 102.1926 | 22.1926 | 34.4357 | 0 | 67.7569 | 0
2042 | 7 | 6 | 23 | 94.3342 | 14.3342 | 31.7877 | 0 | 62.5466 | 0
2042 | 7 | 6 | 24 | 85.3152 | 5.3152 | 28.7486 | 0 | 56.5667 | 0
2042 | 7 | 7 | 1 | 77.7637 | 0 | 26.2039 | 0 | 51.5598 | 0
2042 | 7 | 7 | 2 | 75.4638 | 0 | 25.4289 | 0 | 50.0349 | 0
2042 | 7 | 7 | 3 | 72.8972 | 0 | 24.5641 | 0 | 48.3331 | 0
2042 | 7 | 7 | 4 | 71.8578 | 0 | 24.2138 | 0 | 47.644 | 0
2042 | 7 | 7 | 5 | 72.2232 | 0 | 24.3369 | 0 | 47.8862 | 0
2042 | 7 | 7 | 6 | 74.2698 | 0 | 25.0266 | 0 | 49.2432 | 0
2042 | 7 | 7 | 7 | 77.2411 | 0 | 26.0278 | 0 | 51.2133 | 0
2042 | 7 | 7 | 8 | 82.7792 | 2.7792 | 27.894 | 0 | 54.8852 | 0
2042 | 7 | 7 | 9 | 86.5754 | 6.5754 | 29.1732 | 0 | 57.4022 | 0
2042 | 7 | 7 | 10 | 87.5131 | 7.5131 | 29.4892 | 0 | 58.0239 | 0
2042 | 7 | 7 | 11 | 85.5893 | 5.5893 | 28.8409 | 0 | 56.7484 | 0
2042 | 7 | 7 | 12 | 84.5633 | 4.5633 | 28.4952 | 0 | 56.0681 | 0
2042 | 7 | 7 | 13 | 81.8303 | 1.8303 | 27.5742 | 0 | 54.2561 | 0
2042 | 7 | 7 | 14 | 81.8344 | 1.8344 | 27.5756 | 0 | 54.2588 | 0
2042 | 7 | 7 | 15 | 83.7432 | 3.7432 | 28.2188 | 0 | 55.5244 | 0
2042 | 7 | 7 | 16 | 86.1768 | 6.1768 | 29.0389 | 0 | 57.1379 | 0
2042 | 7 | 7 | 17 | 92.1961 | 12.1961 | 31.0672 | 0 | 61.1289 | 0
2042 | 7 | 7 | 18 | 100.3185 | 20.3185 | 33.8042 | 0 | 66.5143 | 0
2042 | 7 | 7 | 19 | 104.9928 | 24.9928 | 35.3793 | 0 | 69.6135 | 0
2042 | 7 | 7 | 20 | 108.7838 | 28.7838 | 36.6567 | 0 | 72.1271 | 0
2042 | 7 | 7 | 21 | 105.3483 | 25.3483 | 35.4991 | 0 | 69.8492 | 0
2042 | 7 | 7 | 22 | 100.2754 | 20.2754 | 33.7897 | 0 | 66.4858 | 0
2042 | 7 | 7 | 23 | 91.4555 | 11.4555 | 30.8176 | 0 | 60.6378 | 0
2042 | 7 | 7 | 24 | 83.0536 | 3.0536 | 27.9864 | 0 | 55.0671 | 0
2042 | 7 | 8 | 1 | 78.7399 | 0 | 26.5329 | 0 | 52.2071 | 0
2042 | 7 | 8 | 2 | 73.1562 | 0 | 24.6513 | 0 | 48.5048 | 0
2042 | 7 | 8 | 3 | 70.438 | 0 | 23.7354 | 0 | 46.7026 | 0
2042 | 7 | 8 | 4 | 68.8946 | 0 | 23.2153 | 0 | 45.6793 | 0
2042 | 7 | 8 | 5 | 69.4055 | 0 | 23.3875 | 0 | 46.018 | 0
2042 | 7 | 8 | 6 | 71.9966 | 0 | 24.2606 | 0 | 47.736 | 0
2042 | 7 | 8 | 7 | 71.7103 | 0 | 24.1641 | 0 | 47.5462 | 0
2042 | 7 | 8 | 8 | 75.797 | 0 | 25.5412 | 0 | 50.2558 | 0
2042 | 7 | 8 | 9 | 75.2362 | 0 | 25.3522 | 0 | 49.8839 | 0
2042 | 7 | 8 | 10 | 70.9231 | 0 | 23.8989 | 0 | 47.0242 | 0
2042 | 7 | 8 | 11 | 66.1809 | 0 | 22.3009 | 0 | 43.88 | 0
2042 | 7 | 8 | 12 | 65.7258 | 0 | 22.1475 | 0 | 43.5782 | 0
2042 | 7 | 8 | 13 | 70.2264 | 0 | 23.6641 | 0 | 46.5623 | 0
2042 | 7 | 8 | 14 | 71.2856 | 0 | 24.021 | 0 | 47.2646 | 0
2042 | 7 | 8 | 15 | 77.037 | 0 | 25.959 | 0 | 51.0779 | 0
2042 | 7 | 8 | 16 | 84.8199 | 4.8199 | 28.5816 | 0 | 56.2382 | 0
2042 | 7 | 8 | 17 | 96.0599 | 16.0599 | 32.3692 | 0 | 63.6908 | 0
2042 | 7 | 8 | 18 | 110.1394 | 30.1394 | 37.1135 | 0.11351 | 73.0259 | 0
2042 | 7 | 8 | 19 | 116.6965 | 36.6965 | 39.3231 | 2.3231 | 77.3734 | 0
2042 | 7 | 8 | 20 | 120.7618 | 40.7618 | 40.6929 | 3.6929 | 80.0689 | 0
2042 | 7 | 8 | 21 | 116.8797 | 36.8797 | 39.3848 | 2.3848 | 77.4949 | 0
2042 | 7 | 8 | 22 | 111.5507 | 31.5507 | 37.5891 | 0.58909 | 73.9616 | 0
2042 | 7 | 8 | 23 | 101.6773 | 21.6773 | 34.2621 | 0 | 67.4152 | 0
2042 | 7 | 8 | 24 | 91.9466 | 11.9466 | 30.9831 | 0 | 60.9635 | 0
2042 | 7 | 9 | 1 | 81.0535 | 1.0535 | 27.3125 | 0 | 53.741 | 0
2042 | 7 | 9 | 2 | 79.4449 | 0 | 26.7704 | 0 | 52.6744 | 0
2042 | 7 | 9 | 3 | 76.4038 | 0 | 25.7457 | 0 | 50.6581 | 0
2042 | 7 | 9 | 4 | 74.9242 | 0 | 25.2471 | 0 | 49.6771 | 0
2042 | 7 | 9 | 5 | 75.3187 | 0 | 25.38 | 0 | 49.9386 | 0
2042 | 7 | 9 | 6 | 77.2911 | 0 | 26.0447 | 0 | 51.2464 | 0
2042 | 7 | 9 | 7 | 77.6872 | 0 | 26.1782 | 0 | 51.5091 | 0
2042 | 7 | 9 | 8 | 81.9707 | 1.9707 | 27.6216 | 0 | 54.3492 | 0
2042 | 7 | 9 | 9 | 81.4038 | 1.4038 | 27.4305 | 0 | 53.9733 | 0
2042 | 7 | 9 | 10 | 77.718 | 0 | 26.1885 | 0 | 51.5295 | 0
2042 | 7 | 9 | 11 | 73.905 | 0 | 24.9036 | 0 | 49.0013 | 0
2042 | 7 | 9 | 12 | 74.7954 | 0 | 25.2037 | 0 | 49.5917 | 0
2042 | 7 | 9 | 13 | 91.898 | 11.898 | 30.9667 | 0 | 60.9313 | 0
2042 | 7 | 9 | 14 | 92.6534 | 12.6534 | 31.2213 | 0 | 61.4321 | 0
2042 | 7 | 9 | 15 | 96.2186 | 16.2186 | 32.4227 | 0 | 63.796 | 0
2042 | 7 | 9 | 16 | 99.131 | 19.131 | 33.404 | 0 | 65.727 | 0
2042 | 7 | 9 | 17 | 104.6153 | 24.6153 | 35.2521 | 0 | 69.3632 | 0
2042 | 7 | 9 | 18 | 113.5467 | 33.5467 | 38.2617 | 1.2617 | 75.285 | 0
2042 | 7 | 9 | 19 | 111.2772 | 31.2772 | 37.4969 | 0.49691 | 73.7803 | 0
2042 | 7 | 9 | 20 | 111.8741 | 31.8741 | 37.6981 | 0.69807 | 74.1761 | 0
2042 | 7 | 9 | 21 | 108.7247 | 28.7247 | 36.6368 | 0 | 72.0879 | 0
2042 | 7 | 9 | 22 | 104.1831 | 24.1831 | 35.1064 | 0 | 69.0766 | 0
2042 | 7 | 9 | 23 | 95.2001 | 15.2001 | 32.0795 | 0 | 63.1207 | 0
2042 | 7 | 9 | 24 | 86.2424 | 6.2424 | 29.061 | 0 | 57.1814 | 0
2042 | 7 | 10 | 1 | 82.1984 | 2.1984 | 27.6983 | 0 | 54.5001 | 0
2042 | 7 | 10 | 2 | 67.5237 | 0 | 22.7534 | 0 | 44.7703 | 0
2042 | 7 | 10 | 3 | 64.6656 | 0 | 21.7903 | 0 | 42.8753 | 0
2042 | 7 | 10 | 4 | 63.6942 | 0 | 21.4629 | 0 | 42.2312 | 0
2042 | 7 | 10 | 5 | 64.2117 | 0 | 21.6373 | 0 | 42.5744 | 0
2042 | 7 | 10 | 6 | 66.0984 | 0 | 22.2731 | 0 | 43.8253 | 0
2042 | 7 | 10 | 7 | 67.5597 | 0 | 22.7655 | 0 | 44.7942 | 0
2042 | 7 | 10 | 8 | 70.977 | 0 | 23.917 | 0 | 47.06 | 0
2042 | 7 | 10 | 9 | 67.7854 | 0 | 22.8415 | 0 | 44.9438 | 0
2042 | 7 | 10 | 10 | 59.5281 | 0 | 20.0591 | 0 | 39.469 | 0
2042 | 7 | 10 | 11 | 50.7245 | 0 | 17.0926 | 0 | 33.6319 | 0
2042 | 7 | 10 | 12 | 47.7054 | 0 | 16.0752 | 0 | 31.6302 | 0
2042 | 7 | 10 | 13 | 63.979 | 0 | 21.5589 | 0 | 42.4201 | 0
2042 | 7 | 10 | 14 | 62.7508 | 0 | 21.145 | 0 | 41.6057 | 0
2042 | 7 | 10 | 15 | 64.2175 | 0 | 21.6393 | 0 | 42.5782 | 0
2042 | 7 | 10 | 16 | 66.9738 | 0 | 22.5681 | 0 | 44.4058 | 0
2042 | 7 | 10 | 17 | 73.3409 | 0 | 24.7136 | 0 | 48.6273 | 0
2042 | 7 | 10 | 18 | 84.178 | 4.178 | 28.3654 | 0 | 55.8127 | 0
2042 | 7 | 10 | 19 | 88.9579 | 8.9579 | 29.976 | 0 | 58.9819 | 0
2042 | 7 | 10 | 20 | 97.3126 | 17.3126 | 32.7913 | 0 | 64.5213 | 0
2042 | 7 | 10 | 21 | 96.7769 | 16.7769 | 32.6108 | 0 | 64.1661 | 0
2042 | 7 | 10 | 22 | 93.6051 | 13.6051 | 31.542 | 0 | 62.0631 | 0
2042 | 7 | 10 | 23 | 86.0492 | 6.0492 | 28.9959 | 0 | 57.0533 | 0
2042 | 7 | 10 | 24 | 78.5746 | 0 | 26.4772 | 0 | 52.0974 | 0
2042 | 7 | 11 | 1 | 71.3172 | 0 | 24.0317 | 0 | 47.2856 | 0
2042 | 7 | 11 | 2 | 68.2166 | 0 | 22.9868 | 0 | 45.2297 | 0
2042 | 7 | 11 | 3 | 65.5834 | 0 | 22.0995 | 0 | 43.4838 | 0
2042 | 7 | 11 | 4 | 64.1531 | 0 | 21.6176 | 0 | 42.5356 | 0
2042 | 7 | 11 | 5 | 65.0009 | 0 | 21.9033 | 0 | 43.0977 | 0
2042 | 7 | 11 | 6 | 67.9754 | 0 | 22.9056 | 0 | 45.0698 | 0
2042 | 7 | 11 | 7 | 69.8457 | 0 | 23.5358 | 0 | 46.3099 | 0
2042 | 7 | 11 | 8 | 73.4871 | 0 | 24.7628 | 0 | 48.7242 | 0
2042 | 7 | 11 | 9 | 73.4191 | 0 | 24.7399 | 0 | 48.6791 | 0
2042 | 7 | 11 | 10 | 69.7187 | 0 | 23.493 | 0 | 46.2257 | 0
2042 | 7 | 11 | 11 | 65.0701 | 0 | 21.9266 | 0 | 43.1435 | 0
2042 | 7 | 11 | 12 | 63.9115 | 0 | 21.5362 | 0 | 42.3753 | 0
2042 | 7 | 11 | 13 | 58.7646 | 0 | 19.8018 | 0 | 38.9628 | 0
2042 | 7 | 11 | 14 | 60.3626 | 0 | 20.3403 | 0 | 40.0223 | 0
2042 | 7 | 11 | 15 | 66.6116 | 0 | 22.446 | 0 | 44.1656 | 0
2042 | 7 | 11 | 16 | 76.0136 | 0 | 25.6142 | 0 | 50.3994 | 0
2042 | 7 | 11 | 17 | 87.6504 | 7.6504 | 29.5354 | 0 | 58.115 | 0
2042 | 7 | 11 | 18 | 102.9872 | 22.9872 | 34.7035 | 0 | 68.2838 | 0
2042 | 7 | 11 | 19 | 114.2888 | 34.2888 | 38.5117 | 1.5117 | 75.777 | 0
2042 | 7 | 11 | 20 | 119.9454 | 39.9454 | 40.4178 | 3.4178 | 79.5276 | 0
2042 | 7 | 11 | 21 | 115.4922 | 35.4922 | 38.9173 | 1.9173 | 76.575 | 0
2042 | 7 | 11 | 22 | 110.66 | 30.66 | 37.289 | 0.28895 | 73.3711 | 0
2042 | 7 | 11 | 23 | 101.38 | 21.38 | 34.1619 | 0 | 67.2181 | 0
2042 | 7 | 11 | 24 | 91.9262 | 11.9262 | 30.9763 | 0 | 60.95 | 0
2042 | 7 | 12 | 1 | 79.4024 | 0 | 26.7561 | 0 | 52.6463 | 0
2042 | 7 | 12 | 2 | 75.5095 | 0 | 25.4443 | 0 | 50.0652 | 0
2042 | 7 | 12 | 3 | 71.8124 | 0 | 24.1985 | 0 | 47.6139 | 0
2042 | 7 | 12 | 4 | 69.4765 | 0 | 23.4114 | 0 | 46.0651 | 0
2042 | 7 | 12 | 5 | 68.8878 | 0 | 23.213 | 0 | 45.6748 | 0
2042 | 7 | 12 | 6 | 70.0404 | 0 | 23.6014 | 0 | 46.439 | 0
2042 | 7 | 12 | 7 | 67.4689 | 0 | 22.7349 | 0 | 44.734 | 0
2042 | 7 | 12 | 8 | 70.2785 | 0 | 23.6817 | 0 | 46.5969 | 0
2042 | 7 | 12 | 9 | 73.6278 | 0 | 24.8102 | 0 | 48.8175 | 0
2042 | 7 | 12 | 10 | 73.4159 | 0 | 24.7388 | 0 | 48.677 | 0
2042 | 7 | 12 | 11 | 71.7174 | 0 | 24.1665 | 0 | 47.5509 | 0
2042 | 7 | 12 | 12 | 75.0636 | 0 | 25.2941 | 0 | 49.7695 | 0
2042 | 7 | 12 | 13 | 74.9201 | 0 | 25.2457 | 0 | 49.6744 | 0
2042 | 7 | 12 | 14 | 74.518 | 0 | 25.1102 | 0 | 49.4078 | 0
2042 | 7 | 12 | 15 | 77.4298 | 0 | 26.0914 | 0 | 51.3384 | 0
2042 | 7 | 12 | 16 | 82.1879 | 2.1879 | 27.6947 | 0 | 54.4932 | 0
2042 | 7 | 12 | 17 | 89.2158 | 9.2158 | 30.0629 | 0 | 59.1529 | 0
2042 | 7 | 12 | 18 | 101.1198 | 21.1198 | 34.0742 | 0 | 67.0456 | 0
2042 | 7 | 12 | 19 | 102.5341 | 22.5341 | 34.5508 | 0 | 67.9833 | 0
2042 | 7 | 12 | 20 | 103.1694 | 23.1694 | 34.7648 | 0 | 68.4045 | 0
2042 | 7 | 12 | 21 | 98.8267 | 18.8267 | 33.3015 | 0 | 65.5252 | 0
2042 | 7 | 12 | 22 | 93.7367 | 13.7367 | 31.5863 | 0 | 62.1504 | 0
2042 | 7 | 12 | 23 | 87.1825 | 7.1825 | 29.3778 | 0 | 57.8048 | 0
2042 | 7 | 12 | 24 | 78.8023 | 0 | 26.5539 | 0 | 52.2484 | 0
2042 | 7 | 13 | 1 | 81.2313 | 1.2313 | 27.3724 | 0 | 53.8589 | 0
2042 | 7 | 13 | 2 | 67.5855 | 0 | 22.7742 | 0 | 44.8113 | 0
2042 | 7 | 13 | 3 | 63.8262 | 0 | 21.5074 | 0 | 42.3188 | 0
2042 | 7 | 13 | 4 | 61.6669 | 0 | 20.7798 | 0 | 40.8871 | 0
2042 | 7 | 13 | 5 | 60.9026 | 0 | 20.5223 | 0 | 40.3803 | 0
2042 | 7 | 13 | 6 | 61.8767 | 0 | 20.8505 | 0 | 41.0262 | 0
2042 | 7 | 13 | 7 | 59.8258 | 0 | 20.1594 | 0 | 39.6664 | 0
2042 | 7 | 13 | 8 | 62.9902 | 0 | 21.2257 | 0 | 41.7645 | 0
2042 | 7 | 13 | 9 | 66.1597 | 0 | 22.2937 | 0 | 43.866 | 0
2042 | 7 | 13 | 10 | 67.1988 | 0 | 22.6439 | 0 | 44.5549 | 0
2042 | 7 | 13 | 11 | 65.039 | 0 | 21.9161 | 0 | 43.1229 | 0
2042 | 7 | 13 | 12 | 65.5204 | 0 | 22.0783 | 0 | 43.4421 | 0
2042 | 7 | 13 | 13 | 78.3393 | 0 | 26.3979 | 0 | 51.9414 | 0
2042 | 7 | 13 | 14 | 78.5492 | 0 | 26.4686 | 0 | 52.0806 | 0
2042 | 7 | 13 | 15 | 80.5868 | 0.58677 | 27.1552 | 0 | 53.4316 | 0
2042 | 7 | 13 | 16 | 83.4471 | 3.4471 | 28.119 | 0 | 55.328 | 0
2042 | 7 | 13 | 17 | 91.4654 | 11.4654 | 30.821 | 0 | 60.6444 | 0
2042 | 7 | 13 | 18 | 102.9343 | 22.9343 | 34.6856 | 0 | 68.2487 | 0
2042 | 7 | 13 | 19 | 114.4244 | 34.4244 | 38.5574 | 1.5574 | 75.867 | 0
2042 | 7 | 13 | 20 | 116.288 | 36.288 | 39.1854 | 2.1854 | 77.1026 | 0
2042 | 7 | 13 | 21 | 111.7089 | 31.7089 | 37.6424 | 0.64239 | 74.0665 | 0
2042 | 7 | 13 | 22 | 106.5398 | 26.5398 | 35.9006 | 0 | 70.6393 | 0
2042 | 7 | 13 | 23 | 97.9308 | 17.9308 | 32.9996 | 0 | 64.9312 | 0
2042 | 7 | 13 | 24 | 88.6982 | 8.6982 | 29.8885 | 0 | 58.8097 | 0
2042 | 7 | 14 | 1 | 76.7849 | 0 | 25.8741 | 0 | 50.9108 | 0
2042 | 7 | 14 | 2 | 79.0176 | 0 | 26.6265 | 0 | 52.3912 | 0
2042 | 7 | 14 | 3 | 76.3595 | 0 | 25.7308 | 0 | 50.6288 | 0
2042 | 7 | 14 | 4 | 75.0699 | 0 | 25.2962 | 0 | 49.7737 | 0
2042 | 7 | 14 | 5 | 75.1029 | 0 | 25.3073 | 0 | 49.7956 | 0
2042 | 7 | 14 | 6 | 76.839 | 0 | 25.8923 | 0 | 50.9467 | 0
2042 | 7 | 14 | 7 | 76.5015 | 0 | 25.7786 | 0 | 50.7229 | 0
2042 | 7 | 14 | 8 | 81.0865 | 1.0865 | 27.3236 | 0 | 53.7629 | 0
2042 | 7 | 14 | 9 | 80.3861 | 0.38611 | 27.0876 | 0 | 53.2985 | 0
2042 | 7 | 14 | 10 | 76.3031 | 0 | 25.7117 | 0 | 50.5913 | 0
2042 | 7 | 14 | 11 | 71.7139 | 0 | 24.1653 | 0 | 47.5486 | 0
2042 | 7 | 14 | 12 | 72.3038 | 0 | 24.3641 | 0 | 47.9397 | 0
2042 | 7 | 14 | 13 | 90.3376 | 10.3376 | 30.4409 | 0 | 59.8967 | 0
2042 | 7 | 14 | 14 | 91.4684 | 11.4684 | 30.822 | 0 | 60.6464 | 0
2042 | 7 | 14 | 15 | 94.376 | 14.376 | 31.8017 | 0 | 62.5743 | 0
2042 | 7 | 14 | 16 | 97.0091 | 17.0091 | 32.689 | 0 | 64.3201 | 0
2042 | 7 | 14 | 17 | 102.7083 | 22.7083 | 34.6095 | 0 | 68.0989 | 0
2042 | 7 | 14 | 18 | 110.5708 | 30.5708 | 37.2589 | 0.25887 | 73.3119 | 0
2042 | 7 | 14 | 19 | 112.9897 | 32.9897 | 38.074 | 1.074 | 74.9157 | 0
2042 | 7 | 14 | 20 | 114.6708 | 34.6708 | 38.6405 | 1.6405 | 76.0303 | 0
2042 | 7 | 14 | 21 | 111.1183 | 31.1183 | 37.4434 | 0.44336 | 73.6749 | 0
2042 | 7 | 14 | 22 | 106.1557 | 26.1557 | 35.7711 | 0 | 70.3846 | 0
2042 | 7 | 14 | 23 | 97.0849 | 17.0849 | 32.7146 | 0 | 64.3703 | 0
2042 | 7 | 14 | 24 | 88.6508 | 8.6508 | 29.8725 | 0 | 58.7783 | 0
2042 | 7 | 15 | 1 | 79.6434 | 0 | 26.8373 | 0 | 52.8061 | 0
2042 | 7 | 15 | 2 | 74.5751 | 0 | 25.1295 | 0 | 49.4456 | 0
2042 | 7 | 15 | 3 | 71.825 | 0 | 24.2028 | 0 | 47.6222 | 0
2042 | 7 | 15 | 4 | 70.2953 | 0 | 23.6873 | 0 | 46.608 | 0
2042 | 7 | 15 | 5 | 70.5311 | 0 | 23.7668 | 0 | 46.7643 | 0
2042 | 7 | 15 | 6 | 72.8496 | 0 | 24.548 | 0 | 48.3016 | 0
2042 | 7 | 15 | 7 | 70.9637 | 0 | 23.9125 | 0 | 47.0512 | 0
2042 | 7 | 15 | 8 | 75.3418 | 0 | 25.3878 | 0 | 49.954 | 0
2042 | 7 | 15 | 9 | 77.563 | 0 | 26.1363 | 0 | 51.4267 | 0
2042 | 7 | 15 | 10 | 76.5681 | 0 | 25.801 | 0 | 50.767 | 0
2042 | 7 | 15 | 11 | 73.4204 | 0 | 24.7404 | 0 | 48.68 | 0
2042 | 7 | 15 | 12 | 71.082 | 0 | 23.9524 | 0 | 47.1296 | 0
2042 | 7 | 15 | 13 | 70.2767 | 0 | 23.681 | 0 | 46.5956 | 0
2042 | 7 | 15 | 14 | 71.6812 | 0 | 24.1543 | 0 | 47.5269 | 0
2042 | 7 | 15 | 15 | 77.2705 | 0 | 26.0377 | 0 | 51.2328 | 0
2042 | 7 | 15 | 16 | 84.3228 | 4.3228 | 28.4141 | 0 | 55.9087 | 0
2042 | 7 | 15 | 17 | 94.6058 | 14.6058 | 31.8792 | 0 | 62.7266 | 0
2042 | 7 | 15 | 18 | 107.4929 | 27.4929 | 36.2217 | 0 | 71.2712 | 0
2042 | 7 | 15 | 19 | 112.029 | 32.029 | 37.7503 | 0.75026 | 74.2788 | 0
2042 | 7 | 15 | 20 | 116.8907 | 36.8907 | 39.3885 | 2.3885 | 77.5022 | 0
2042 | 7 | 15 | 21 | 112.8637 | 32.8637 | 38.0315 | 1.0315 | 74.8322 | 0
2042 | 7 | 15 | 22 | 107.4489 | 27.4489 | 36.2069 | 0 | 71.242 | 0
2042 | 7 | 15 | 23 | 97.0875 | 17.0875 | 32.7155 | 0 | 64.3721 | 0
2042 | 7 | 15 | 24 | 87.5881 | 7.5881 | 29.5144 | 0 | 58.0736 | 0
2042 | 7 | 16 | 1 | 79.4092 | 0 | 26.7584 | 0 | 52.6508 | 0
2042 | 7 | 16 | 2 | 75.5783 | 0 | 25.4675 | 0 | 50.1108 | 0
2042 | 7 | 16 | 3 | 72.6141 | 0 | 24.4687 | 0 | 48.1454 | 0
2042 | 7 | 16 | 4 | 71.168 | 0 | 23.9814 | 0 | 47.1866 | 0
2042 | 7 | 16 | 5 | 71.6978 | 0 | 24.1599 | 0 | 47.5379 | 0
2042 | 7 | 16 | 6 | 74.0395 | 0 | 24.949 | 0 | 49.0905 | 0
2042 | 7 | 16 | 7 | 75.4355 | 0 | 25.4194 | 0 | 50.0161 | 0
2042 | 7 | 16 | 8 | 79.4406 | 0 | 26.769 | 0 | 52.6716 | 0
2042 | 7 | 16 | 9 | 78.6523 | 0 | 26.5033 | 0 | 52.1489 | 0
2042 | 7 | 16 | 10 | 75.0158 | 0 | 25.278 | 0 | 49.7379 | 0
2042 | 7 | 16 | 11 | 70.7638 | 0 | 23.8452 | 0 | 46.9186 | 0
2042 | 7 | 16 | 12 | 69.5238 | 0 | 23.4273 | 0 | 46.0965 | 0
2042 | 7 | 16 | 13 | 76.6702 | 0 | 25.8355 | 0 | 50.8348 | 0
2042 | 7 | 16 | 14 | 78.1279 | 0 | 26.3266 | 0 | 51.8012 | 0
2042 | 7 | 16 | 15 | 82.9754 | 2.9754 | 27.9601 | 0 | 55.0153 | 0
2042 | 7 | 16 | 16 | 89.1429 | 9.1429 | 30.0384 | 0 | 59.1045 | 0
2042 | 7 | 16 | 17 | 98.6531 | 18.6531 | 33.243 | 0 | 65.4101 | 0
2042 | 7 | 16 | 18 | 111.8493 | 31.8493 | 37.6897 | 0.68969 | 74.1596 | 0
2042 | 7 | 16 | 19 | 114.8082 | 34.8082 | 38.6867 | 1.6867 | 76.1214 | 0
2042 | 7 | 16 | 20 | 116.5202 | 36.5202 | 39.2636 | 2.2636 | 77.2565 | 0
2042 | 7 | 16 | 21 | 113.6426 | 33.6426 | 38.294 | 1.294 | 75.3486 | 0
2042 | 7 | 16 | 22 | 109.3491 | 29.3491 | 36.8472 | 0 | 72.5019 | 0
2042 | 7 | 16 | 23 | 100.1683 | 20.1683 | 33.7536 | 0 | 66.4148 | 0
2042 | 7 | 16 | 24 | 90.9211 | 10.9211 | 30.6375 | 0 | 60.2835 | 0
2042 | 7 | 17 | 1 | 80.2004 | 0.20044 | 27.025 | 0 | 53.1754 | 0
2042 | 7 | 17 | 2 | 84.8936 | 4.8936 | 28.6065 | 0 | 56.2871 | 0
2042 | 7 | 17 | 3 | 82.0492 | 2.0492 | 27.648 | 0 | 54.4012 | 0
2042 | 7 | 17 | 4 | 80.7449 | 0.74491 | 27.2085 | 0 | 53.5364 | 0
2042 | 7 | 17 | 5 | 80.6938 | 0.69382 | 27.1913 | 0 | 53.5025 | 0
2042 | 7 | 17 | 6 | 82.4819 | 2.4819 | 27.7938 | 0 | 54.6881 | 0
2042 | 7 | 17 | 7 | 80.335 | 0.33503 | 27.0704 | 0 | 53.2646 | 0
2042 | 7 | 17 | 8 | 85.0394 | 5.0394 | 28.6556 | 0 | 56.3838 | 0
2042 | 7 | 17 | 9 | 85.2031 | 5.2031 | 28.7108 | 0 | 56.4924 | 0
2042 | 7 | 17 | 10 | 82.2716 | 2.2716 | 27.723 | 0 | 54.5487 | 0
2042 | 7 | 17 | 11 | 78.6893 | 0 | 26.5158 | 0 | 52.1735 | 0
2042 | 7 | 17 | 12 | 78.3115 | 0 | 26.3885 | 0 | 51.923 | 0
2042 | 7 | 17 | 13 | 72.4949 | 0 | 24.4285 | 0 | 48.0664 | 0
2042 | 7 | 17 | 14 | 73.6867 | 0 | 24.8301 | 0 | 48.8566 | 0
2042 | 7 | 17 | 15 | 79.0785 | 0 | 26.647 | 0 | 52.4316 | 0
2042 | 7 | 17 | 16 | 87.597 | 7.597 | 29.5174 | 0 | 58.0796 | 0
2042 | 7 | 17 | 17 | 98.9256 | 18.9256 | 33.3348 | 0 | 65.5908 | 0
2042 | 7 | 17 | 18 | 114.4417 | 34.4417 | 38.5633 | 1.5633 | 75.8785 | 0
2042 | 7 | 17 | 19 | 123.655 | 43.655 | 41.6679 | 4.6679 | 81.9872 | 0
2042 | 7 | 17 | 20 | 128.934 | 48.934 | 43.4467 | 6.4467 | 85.4873 | 0
2042 | 7 | 17 | 21 | 124.6121 | 44.6121 | 41.9904 | 4.9904 | 82.6217 | 0
2042 | 7 | 17 | 22 | 118.4786 | 38.4786 | 39.9236 | 2.9236 | 78.5551 | 0
2042 | 7 | 17 | 23 | 107.8702 | 27.8702 | 36.3489 | 0 | 71.5213 | 0
2042 | 7 | 17 | 24 | 97.3195 | 17.3195 | 32.7936 | 0 | 64.5259 | 0
2042 | 7 | 18 | 1 | 88.7748 | 8.7748 | 29.9143 | 0 | 58.8605 | 0
2042 | 7 | 18 | 2 | 84.9953 | 4.9953 | 28.6408 | 0 | 56.3546 | 0
2042 | 7 | 18 | 3 | 81.7258 | 1.7258 | 27.539 | 0 | 54.1867 | 0
2042 | 7 | 18 | 4 | 80.2243 | 0.22433 | 27.0331 | 0 | 53.1913 | 0
2042 | 7 | 18 | 5 | 80.1466 | 0.14664 | 27.0069 | 0 | 53.1397 | 0
2042 | 7 | 18 | 6 | 82.3321 | 2.3321 | 27.7433 | 0 | 54.5888 | 0
2042 | 7 | 18 | 7 | 81.8765 | 1.8765 | 27.5898 | 0 | 54.2867 | 0
2042 | 7 | 18 | 8 | 86.9698 | 6.9698 | 29.3061 | 0 | 57.6637 | 0
2042 | 7 | 18 | 9 | 90.2323 | 10.2323 | 30.4055 | 0 | 59.8269 | 0
2042 | 7 | 18 | 10 | 90.6692 | 10.6692 | 30.5527 | 0 | 60.1165 | 0
2042 | 7 | 18 | 11 | 88.9747 | 8.9747 | 29.9817 | 0 | 58.993 | 0
2042 | 7 | 18 | 12 | 88.5594 | 8.5594 | 29.8417 | 0 | 58.7177 | 0
2042 | 7 | 18 | 13 | 98.5118 | 18.5118 | 33.1954 | 0 | 65.3164 | 0
2042 | 7 | 18 | 14 | 98.8065 | 18.8065 | 33.2947 | 0 | 65.5118 | 0
2042 | 7 | 18 | 15 | 102.8396 | 22.8396 | 34.6537 | 0 | 68.1859 | 0
2042 | 7 | 18 | 16 | 105.49 | 25.49 | 35.5468 | 0 | 69.9432 | 0
2042 | 7 | 18 | 17 | 109.9797 | 29.9797 | 37.0597 | 0.059716 | 72.92 | 0
2042 | 7 | 18 | 18 | 117.2024 | 37.2024 | 39.4935 | 2.4935 | 77.7089 | 0
2042 | 7 | 18 | 19 | 116.3 | 36.3 | 39.1894 | 2.1894 | 77.1106 | 0
2042 | 7 | 18 | 20 | 115.3448 | 35.3448 | 38.8676 | 1.8676 | 76.4772 | 0
2042 | 7 | 18 | 21 | 111.7929 | 31.7929 | 37.6707 | 0.67069 | 74.1222 | 0
2042 | 7 | 18 | 22 | 107.9232 | 27.9232 | 36.3667 | 0 | 71.5565 | 0
2042 | 7 | 18 | 23 | 100.2552 | 20.2552 | 33.7829 | 0 | 66.4724 | 0
2042 | 7 | 18 | 24 | 91.6356 | 11.6356 | 30.8783 | 0 | 60.7573 | 0
2042 | 7 | 19 | 1 | 89.1247 | 9.1247 | 30.0322 | 0 | 59.0925 | 0
2042 | 7 | 19 | 2 | 79.9183 | 0 | 26.93 | 0 | 52.9883 | 0
2042 | 7 | 19 | 3 | 75.403 | 0 | 25.4084 | 0 | 49.9946 | 0
2042 | 7 | 19 | 4 | 72.8486 | 0 | 24.5477 | 0 | 48.3009 | 0
2042 | 7 | 19 | 5 | 71.903 | 0 | 24.2291 | 0 | 47.6739 | 0
2042 | 7 | 19 | 6 | 72.5555 | 0 | 24.4489 | 0 | 48.1066 | 0
2042 | 7 | 19 | 7 | 74.1359 | 0 | 24.9815 | 0 | 49.1544 | 0
2042 | 7 | 19 | 8 | 78.3368 | 0 | 26.397 | 0 | 51.9398 | 0
2042 | 7 | 19 | 9 | 86.9076 | 6.9076 | 29.2851 | 0 | 57.6225 | 0
2042 | 7 | 19 | 10 | 94.9747 | 14.9747 | 32.0035 | 0 | 62.9712 | 0
2042 | 7 | 19 | 11 | 98.1759 | 18.1759 | 33.0822 | 0 | 65.0937 | 0
2042 | 7 | 19 | 12 | 97.9303 | 17.9303 | 32.9994 | 0 | 64.9309 | 0
2042 | 7 | 19 | 13 | 93.6002 | 13.6002 | 31.5403 | 0 | 62.0598 | 0
2042 | 7 | 19 | 14 | 93.5467 | 13.5467 | 31.5223 | 0 | 62.0244 | 0
2042 | 7 | 19 | 15 | 96.3487 | 16.3487 | 32.4665 | 0 | 63.8822 | 0
2042 | 7 | 19 | 16 | 98.2006 | 18.2006 | 33.0905 | 0 | 65.1101 | 0
2042 | 7 | 19 | 17 | 103.6236 | 23.6236 | 34.9179 | 0 | 68.7057 | 0
2042 | 7 | 19 | 18 | 112.1331 | 32.1331 | 37.7853 | 0.78532 | 74.3478 | 0
2042 | 7 | 19 | 19 | 117.4263 | 37.4263 | 39.569 | 2.569 | 77.8574 | 0
2042 | 7 | 19 | 20 | 120.0507 | 40.0507 | 40.4533 | 3.4533 | 79.5974 | 0
2042 | 7 | 19 | 21 | 114.3892 | 34.3892 | 38.5456 | 1.5456 | 75.8436 | 0
2042 | 7 | 19 | 22 | 108.4162 | 28.4162 | 36.5329 | 0 | 71.8834 | 0
2042 | 7 | 19 | 23 | 99.8667 | 19.8667 | 33.6519 | 0 | 66.2148 | 0
2042 | 7 | 19 | 24 | 90.6282 | 10.6282 | 30.5389 | 0 | 60.0893 | 0
2042 | 7 | 20 | 1 | 81.6532 | 1.6532 | 27.5146 | 0 | 54.1386 | 0
2042 | 7 | 20 | 2 | 77.0637 | 0 | 25.968 | 0 | 51.0956 | 0
2042 | 7 | 20 | 3 | 72.0847 | 0 | 24.2903 | 0 | 47.7944 | 0
2042 | 7 | 20 | 4 | 69.6762 | 0 | 23.4787 | 0 | 46.1975 | 0
2042 | 7 | 20 | 5 | 69.0764 | 0 | 23.2766 | 0 | 45.7998 | 0
2042 | 7 | 20 | 6 | 70.369 | 0 | 23.7122 | 0 | 46.6569 | 0
2042 | 7 | 20 | 7 | 71.2314 | 0 | 24.0027 | 0 | 47.2287 | 0
2042 | 7 | 20 | 8 | 74.3605 | 0 | 25.0571 | 0 | 49.3033 | 0
2042 | 7 | 20 | 9 | 77.715 | 0 | 26.1875 | 0 | 51.5275 | 0
2042 | 7 | 20 | 10 | 80.8332 | 0.83319 | 27.2382 | 0 | 53.5949 | 0
2042 | 7 | 20 | 11 | 81.6661 | 1.6661 | 27.5189 | 0 | 54.1472 | 0
2042 | 7 | 20 | 12 | 83.5186 | 3.5186 | 28.1432 | 0 | 55.3755 | 0
2042 | 7 | 20 | 13 | 93.0709 | 13.0709 | 31.362 | 0 | 61.709 | 0
2042 | 7 | 20 | 14 | 95.1813 | 15.1813 | 32.0731 | 0 | 63.1082 | 0
2042 | 7 | 20 | 15 | 99.4204 | 19.4204 | 33.5016 | 0 | 65.9189 | 0
2042 | 7 | 20 | 16 | 105.2789 | 25.2789 | 35.4757 | 0 | 69.8032 | 0
2042 | 7 | 20 | 17 | 115.6373 | 35.6373 | 38.9661 | 1.9661 | 76.6712 | 0
2042 | 7 | 20 | 18 | 128.574 | 48.574 | 43.3254 | 6.3254 | 85.2486 | 0
2042 | 7 | 20 | 19 | 133.3728 | 53.3728 | 44.9424 | 7.9424 | 88.4303 | 0
2042 | 7 | 20 | 20 | 134.8498 | 54.8498 | 45.4401 | 8.4401 | 89.4097 | 0
2042 | 7 | 20 | 21 | 129.1953 | 49.1953 | 43.5348 | 6.5348 | 85.6605 | 0
2042 | 7 | 20 | 22 | 123.2132 | 43.2132 | 41.519 | 4.519 | 81.6942 | 0
2042 | 7 | 20 | 23 | 112.9261 | 32.9261 | 38.0526 | 1.0526 | 74.8736 | 0
2042 | 7 | 20 | 24 | 101.7964 | 21.7964 | 34.3022 | 0 | 67.4942 | 0
2042 | 7 | 21 | 1 | 92.6271 | 12.6271 | 31.2124 | 0 | 61.4147 | 0
2042 | 7 | 21 | 2 | 89.3399 | 9.3399 | 30.1047 | 0 | 59.2352 | 0
2042 | 7 | 21 | 3 | 84.8618 | 4.8618 | 28.5958 | 0 | 56.266 | 0
2042 | 7 | 21 | 4 | 82.5406 | 2.5406 | 27.8136 | 0 | 54.727 | 0
2042 | 7 | 21 | 5 | 81.8144 | 1.8144 | 27.5689 | 0 | 54.2455 | 0
2042 | 7 | 21 | 6 | 83.9934 | 3.9934 | 28.3031 | 0 | 55.6903 | 0
2042 | 7 | 21 | 7 | 86.242 | 6.242 | 29.0608 | 0 | 57.1811 | 0
2042 | 7 | 21 | 8 | 93.3343 | 13.3343 | 31.4507 | 0 | 61.8836 | 0
2042 | 7 | 21 | 9 | 98.8122 | 18.8122 | 33.2966 | 0 | 65.5156 | 0
2042 | 7 | 21 | 10 | 101.7472 | 21.7472 | 34.2856 | 0 | 67.4616 | 0
2042 | 7 | 21 | 11 | 102.4543 | 22.4543 | 34.5239 | 0 | 67.9304 | 0
2042 | 7 | 21 | 12 | 102.6579 | 22.6579 | 34.5925 | 0 | 68.0654 | 0
2042 | 7 | 21 | 13 | 108.4397 | 28.4397 | 36.5408 | 0 | 71.899 | 0
2042 | 7 | 21 | 14 | 110.2818 | 30.2818 | 37.1615 | 0.1615 | 73.1203 | 0
2042 | 7 | 21 | 15 | 115.109 | 35.109 | 38.7881 | 1.7881 | 76.3209 | 0
2042 | 7 | 21 | 16 | 118.7248 | 38.7248 | 40.0065 | 3.0065 | 78.7183 | 0
2042 | 7 | 21 | 17 | 125.7085 | 45.7085 | 42.3598 | 5.3598 | 83.3487 | 0
2042 | 7 | 21 | 18 | 134.7237 | 54.7237 | 45.3976 | 8.3976 | 89.326 | 0
2042 | 7 | 21 | 19 | 133.2958 | 53.2958 | 44.9165 | 7.9165 | 88.3793 | 0
2042 | 7 | 21 | 20 | 134.5125 | 54.5125 | 45.3265 | 8.3265 | 89.186 | 0
2042 | 7 | 21 | 21 | 129.3961 | 49.3961 | 43.6024 | 6.6024 | 85.7937 | 0
2042 | 7 | 21 | 22 | 123.4445 | 43.4445 | 41.5969 | 4.5969 | 81.8476 | 0
2042 | 7 | 21 | 23 | 112.7322 | 32.7322 | 37.9872 | 0.9872 | 74.745 | 0
2042 | 7 | 21 | 24 | 101.3753 | 21.3753 | 34.1603 | 0 | 67.215 | 0
2042 | 7 | 22 | 1 | 97.7043 | 17.7043 | 32.9233 | 0 | 64.781 | 0
2042 | 7 | 22 | 2 | 90.4219 | 10.4219 | 30.4693 | 0 | 59.9526 | 0
2042 | 7 | 22 | 3 | 86.0546 | 6.0546 | 28.9977 | 0 | 57.0569 | 0
2042 | 7 | 22 | 4 | 83.4063 | 3.4063 | 28.1053 | 0 | 55.301 | 0
2042 | 7 | 22 | 5 | 82.575 | 2.575 | 27.8252 | 0 | 54.7498 | 0
2042 | 7 | 22 | 6 | 84.6121 | 4.6121 | 28.5116 | 0 | 56.1005 | 0
2042 | 7 | 22 | 7 | 83.1136 | 3.1136 | 28.0067 | 0 | 55.1069 | 0
2042 | 7 | 22 | 8 | 89.1954 | 9.1954 | 30.056 | 0 | 59.1393 | 0
2042 | 7 | 22 | 9 | 92.9661 | 12.9661 | 31.3267 | 0 | 61.6395 | 0
2042 | 7 | 22 | 10 | 93.4542 | 13.4542 | 31.4911 | 0 | 61.963 | 0
2042 | 7 | 22 | 11 | 92.6146 | 12.6146 | 31.2082 | 0 | 61.4064 | 0
2042 | 7 | 22 | 12 | 93.9049 | 13.9049 | 31.643 | 0 | 62.2619 | 0
2042 | 7 | 22 | 13 | 103.0485 | 23.0485 | 34.7241 | 0 | 68.3244 | 0
2042 | 7 | 22 | 14 | 104.5974 | 24.5974 | 35.246 | 0 | 69.3514 | 0
2042 | 7 | 22 | 15 | 109.9684 | 29.9684 | 37.0559 | 0.055892 | 72.9125 | 0
2042 | 7 | 22 | 16 | 114.3199 | 34.3199 | 38.5222 | 1.5222 | 75.7977 | 0
2042 | 7 | 22 | 17 | 122.4886 | 42.4886 | 41.2748 | 4.2748 | 81.2138 | 0
2042 | 7 | 22 | 18 | 131.8329 | 51.8329 | 44.4235 | 7.4235 | 87.4094 | 0
2042 | 7 | 22 | 19 | 137.8023 | 57.8023 | 46.435 | 9.435 | 91.3673 | 1.3673
2042 | 7 | 22 | 20 | 140.4845 | 60.4845 | 47.3389 | 10.3389 | 93.1456 | 3.1456
2042 | 7 | 22 | 21 | 134.7771 | 54.7771 | 45.4157 | 8.4157 | 89.3615 | 0
2042 | 7 | 22 | 22 | 127.9078 | 47.9078 | 43.1009 | 6.1009 | 84.8069 | 0
2042 | 7 | 22 | 23 | 115.9322 | 35.9322 | 39.0655 | 2.0655 | 76.8667 | 0
2042 | 7 | 22 | 24 | 104.2451 | 24.2451 | 35.1273 | 0 | 69.1178 | 0
2042 | 7 | 23 | 1 | 94.7754 | 14.7754 | 31.9363 | 0 | 62.839 | 0
2042 | 7 | 23 | 2 | 89.0771 | 9.0771 | 30.0162 | 0 | 59.0609 | 0
2042 | 7 | 23 | 3 | 84.6138 | 4.6138 | 28.5122 | 0 | 56.1016 | 0
2042 | 7 | 23 | 4 | 81.8708 | 1.8708 | 27.5879 | 0 | 54.2829 | 0
2042 | 7 | 23 | 5 | 81.1748 | 1.1748 | 27.3533 | 0 | 53.8214 | 0
2042 | 7 | 23 | 6 | 83.2376 | 3.2376 | 28.0485 | 0 | 55.1891 | 0
2042 | 7 | 23 | 7 | 88.2747 | 8.2747 | 29.7458 | 0 | 58.5289 | 0
2042 | 7 | 23 | 8 | 93.5244 | 13.5244 | 31.5148 | 0 | 62.0096 | 0
2042 | 7 | 23 | 9 | 95.3088 | 15.3088 | 32.1161 | 0 | 63.1927 | 0
2042 | 7 | 23 | 10 | 95.1553 | 15.1553 | 32.0644 | 0 | 63.091 | 0
2042 | 7 | 23 | 11 | 94.113 | 14.113 | 31.7131 | 0 | 62.3999 | 0
2042 | 7 | 23 | 12 | 94.6343 | 14.6343 | 31.8888 | 0 | 62.7455 | 0
2042 | 7 | 23 | 13 | 98.3388 | 18.3388 | 33.1371 | 0 | 65.2017 | 0
2042 | 7 | 23 | 14 | 101.5093 | 21.5093 | 34.2055 | 0 | 67.3039 | 0
2042 | 7 | 23 | 15 | 107.6567 | 27.6567 | 36.2769 | 0 | 71.3798 | 0
2042 | 7 | 23 | 16 | 113.3127 | 33.3127 | 38.1828 | 1.1828 | 75.1299 | 0
2042 | 7 | 23 | 17 | 122.3531 | 42.3531 | 41.2291 | 4.2291 | 81.1239 | 0
2042 | 7 | 23 | 18 | 134.1849 | 54.1849 | 45.2161 | 8.2161 | 88.9688 | 0
2042 | 7 | 23 | 19 | 135.2986 | 55.2986 | 45.5914 | 8.5914 | 89.7072 | 0
2042 | 7 | 23 | 20 | 138.6448 | 58.6448 | 46.7189 | 9.7189 | 91.9259 | 1.9259
2042 | 7 | 23 | 21 | 133.0253 | 53.0253 | 44.8253 | 7.8253 | 88.2 | 0
2042 | 7 | 23 | 22 | 126.3917 | 46.3917 | 42.59 | 5.59 | 83.8017 | 0
2042 | 7 | 23 | 23 | 113.8816 | 33.8816 | 38.3745 | 1.3745 | 75.5071 | 0
2042 | 7 | 23 | 24 | 102.1164 | 22.1164 | 34.41 | 0 | 67.7064 | 0
2042 | 7 | 24 | 1 | 93.1203 | 13.1203 | 31.3786 | 0 | 61.7417 | 0
2042 | 7 | 24 | 2 | 87.0968 | 7.0968 | 29.3489 | 0 | 57.7479 | 0
2042 | 7 | 24 | 3 | 82.4403 | 2.4403 | 27.7798 | 0 | 54.6605 | 0
2042 | 7 | 24 | 4 | 79.718 | 0 | 26.8624 | 0 | 52.8555 | 0
2042 | 7 | 24 | 5 | 78.8565 | 0 | 26.5722 | 0 | 52.2843 | 0
2042 | 7 | 24 | 6 | 81.4449 | 1.4449 | 27.4444 | 0 | 54.0005 | 0
2042 | 7 | 24 | 7 | 86.299 | 6.299 | 29.08 | 0 | 57.2189 | 0
2042 | 7 | 24 | 8 | 93.3983 | 13.3983 | 31.4723 | 0 | 61.926 | 0
2042 | 7 | 24 | 9 | 102.4294 | 22.4294 | 34.5155 | 0 | 67.9139 | 0
2042 | 7 | 24 | 10 | 109.3335 | 29.3335 | 36.842 | 0 | 72.4915 | 0
2042 | 7 | 24 | 11 | 112.3472 | 32.3472 | 37.8575 | 0.85748 | 74.4897 | 0
2042 | 7 | 24 | 12 | 111.2104 | 31.2104 | 37.4744 | 0.47442 | 73.736 | 0
2042 | 7 | 24 | 13 | 105.5637 | 25.5637 | 35.5716 | 0 | 69.992 | 0
2042 | 7 | 24 | 14 | 107.9185 | 27.9185 | 36.3651 | 0 | 71.5534 | 0
2042 | 7 | 24 | 15 | 113.6857 | 33.6857 | 38.3085 | 1.3085 | 75.3772 | 0
2042 | 7 | 24 | 16 | 118.5625 | 38.5625 | 39.9518 | 2.9518 | 78.6107 | 0
2042 | 7 | 24 | 17 | 124.6851 | 44.6851 | 42.015 | 5.015 | 82.6702 | 0
2042 | 7 | 24 | 18 | 133.7215 | 53.7215 | 45.0599 | 8.0599 | 88.6615 | 0
2042 | 7 | 24 | 19 | 147.0304 | 67.0304 | 49.5446 | 12.5446 | 97.4858 | 7.4858
2042 | 7 | 24 | 20 | 149.7387 | 69.7387 | 50.4572 | 13.4572 | 99.2815 | 9.2815
2042 | 7 | 24 | 21 | 143.7408 | 63.7408 | 48.4361 | 11.4361 | 95.3047 | 5.3047
2042 | 7 | 24 | 22 | 136.8585 | 56.8585 | 46.117 | 9.117 | 90.7415 | 0.74147
2042 | 7 | 24 | 23 | 123.9927 | 43.9927 | 41.7817 | 4.7817 | 82.2111 | 0
2042 | 7 | 24 | 24 | 111.1985 | 31.1985 | 37.4704 | 0.47039 | 73.7281 | 0
2042 | 7 | 25 | 1 | 98.6583 | 18.6583 | 33.2448 | 0 | 65.4136 | 0
2042 | 7 | 25 | 2 | 93.2083 | 13.2083 | 31.4083 | 0 | 61.8001 | 0
2042 | 7 | 25 | 3 | 88.6663 | 8.6663 | 29.8777 | 0 | 58.7885 | 0
2042 | 7 | 25 | 4 | 86.3893 | 6.3893 | 29.1105 | 0 | 57.2789 | 0
2042 | 7 | 25 | 5 | 85.3468 | 5.3468 | 28.7592 | 0 | 56.5876 | 0
2042 | 7 | 25 | 6 | 87.3324 | 7.3324 | 29.4283 | 0 | 57.9041 | 0
2042 | 7 | 25 | 7 | 85.8621 | 5.8621 | 28.9328 | 0 | 56.9293 | 0
2042 | 7 | 25 | 8 | 92.5626 | 12.5626 | 31.1907 | 0 | 61.3719 | 0
2042 | 7 | 25 | 9 | 100.7527 | 20.7527 | 33.9505 | 0 | 66.8022 | 0
2042 | 7 | 25 | 10 | 106.5627 | 26.5627 | 35.9083 | 0 | 70.6544 | 0
2042 | 7 | 25 | 11 | 108.198 | 28.198 | 36.4593 | 0 | 71.7387 | 0
2042 | 7 | 25 | 12 | 106.9129 | 26.9129 | 36.0263 | 0 | 70.8866 | 0
2042 | 7 | 25 | 13 | 101.5024 | 21.5024 | 34.2031 | 0 | 67.2993 | 0
2042 | 7 | 25 | 14 | 102.2995 | 22.2995 | 34.4717 | 0 | 67.8278 | 0
2042 | 7 | 25 | 15 | 105.9393 | 25.9393 | 35.6982 | 0 | 70.2411 | 0
2042 | 7 | 25 | 16 | 107.7512 | 27.7512 | 36.3088 | 0 | 71.4424 | 0
2042 | 7 | 25 | 17 | 112.7349 | 32.7349 | 37.9881 | 0.98811 | 74.7468 | 0
2042 | 7 | 25 | 18 | 119.4836 | 39.4836 | 40.2622 | 3.2622 | 79.2214 | 0
2042 | 7 | 25 | 19 | 123.5109 | 43.5109 | 41.6193 | 4.6193 | 81.8916 | 0
2042 | 7 | 25 | 20 | 125.6717 | 45.6717 | 42.3474 | 5.3474 | 83.3243 | 0
2042 | 7 | 25 | 21 | 120.6747 | 40.6747 | 40.6636 | 3.6636 | 80.0111 | 0
2042 | 7 | 25 | 22 | 115.3979 | 35.3979 | 38.8855 | 1.8855 | 76.5124 | 0
2042 | 7 | 25 | 23 | 105.3433 | 25.3433 | 35.4974 | 0 | 69.8459 | 0
2042 | 7 | 25 | 24 | 95.0804 | 15.0804 | 32.0391 | 0 | 63.0413 | 0
2042 | 7 | 26 | 1 | 94.8364 | 14.8364 | 31.9569 | 0 | 62.8795 | 0
2042 | 7 | 26 | 2 | 82.9823 | 2.9823 | 27.9624 | 0 | 55.0199 | 0
2042 | 7 | 26 | 3 | 78.883 | 0 | 26.5811 | 0 | 52.3019 | 0
2042 | 7 | 26 | 4 | 75.814 | 0 | 25.5469 | 0 | 50.2671 | 0
2042 | 7 | 26 | 5 | 73.4412 | 0 | 24.7474 | 0 | 48.6938 | 0
2042 | 7 | 26 | 6 | 74.1047 | 0 | 24.971 | 0 | 49.1338 | 0
2042 | 7 | 26 | 7 | 70.9522 | 0 | 23.9087 | 0 | 47.0435 | 0
2042 | 7 | 26 | 8 | 73.7711 | 0 | 24.8585 | 0 | 48.9126 | 0
2042 | 7 | 26 | 9 | 73.9389 | 0 | 24.9151 | 0 | 49.0238 | 0
2042 | 7 | 26 | 10 | 72.5695 | 0 | 24.4537 | 0 | 48.1159 | 0
2042 | 7 | 26 | 11 | 69.5756 | 0 | 23.4448 | 0 | 46.1308 | 0
2042 | 7 | 26 | 12 | 68.4609 | 0 | 23.0692 | 0 | 45.3917 | 0
2042 | 7 | 26 | 13 | 70.9502 | 0 | 23.908 | 0 | 47.0422 | 0
2042 | 7 | 26 | 14 | 69.9781 | 0 | 23.5804 | 0 | 46.3977 | 0
2042 | 7 | 26 | 15 | 72.8236 | 0 | 24.5393 | 0 | 48.2844 | 0
2042 | 7 | 26 | 16 | 76.7318 | 0 | 25.8562 | 0 | 50.8756 | 0
2042 | 7 | 26 | 17 | 84.6695 | 4.6695 | 28.531 | 0 | 56.1386 | 0
2042 | 7 | 26 | 18 | 94.4983 | 14.4983 | 31.843 | 0 | 62.6554 | 0
2042 | 7 | 26 | 19 | 102.8469 | 22.8469 | 34.6562 | 0 | 68.1907 | 0
2042 | 7 | 26 | 20 | 105.9679 | 25.9679 | 35.7079 | 0 | 70.2601 | 0
2042 | 7 | 26 | 21 | 100.3575 | 20.3575 | 33.8173 | 0 | 66.5402 | 0
2042 | 7 | 26 | 22 | 94.8059 | 14.8059 | 31.9466 | 0 | 62.8593 | 0
2042 | 7 | 26 | 23 | 87.4085 | 7.4085 | 29.4539 | 0 | 57.9546 | 0
2042 | 7 | 26 | 24 | 81.0276 | 1.0276 | 27.3038 | 0 | 53.7238 | 0
2042 | 7 | 27 | 1 | 75.4834 | 0 | 25.4355 | 0 | 50.0478 | 0
2042 | 7 | 27 | 2 | 74.7747 | 0 | 25.1967 | 0 | 49.578 | 0
2042 | 7 | 27 | 3 | 71.4881 | 0 | 24.0892 | 0 | 47.3988 | 0
2042 | 7 | 27 | 4 | 70.028 | 0 | 23.5972 | 0 | 46.4308 | 0
2042 | 7 | 27 | 5 | 69.3999 | 0 | 23.3856 | 0 | 46.0143 | 0
2042 | 7 | 27 | 6 | 70.0157 | 0 | 23.5931 | 0 | 46.4226 | 0
2042 | 7 | 27 | 7 | 70.8168 | 0 | 23.863 | 0 | 46.9538 | 0
2042 | 7 | 27 | 8 | 72.4804 | 0 | 24.4236 | 0 | 48.0568 | 0
2042 | 7 | 27 | 9 | 73.2705 | 0 | 24.6899 | 0 | 48.5807 | 0
2042 | 7 | 27 | 10 | 74.5121 | 0 | 25.1082 | 0 | 49.4038 | 0
2042 | 7 | 27 | 11 | 71.5229 | 0 | 24.101 | 0 | 47.4219 | 0
2042 | 7 | 27 | 12 | 70.4854 | 0 | 23.7514 | 0 | 46.734 | 0
2042 | 7 | 27 | 13 | 72.0234 | 0 | 24.2696 | 0 | 47.7538 | 0
2042 | 7 | 27 | 14 | 74.9942 | 0 | 25.2707 | 0 | 49.7235 | 0
2042 | 7 | 27 | 15 | 80.998 | 0.998 | 27.2938 | 0 | 53.7042 | 0
2042 | 7 | 27 | 16 | 86.8931 | 6.8931 | 29.2802 | 0 | 57.6129 | 0
2042 | 7 | 27 | 17 | 94.9274 | 14.9274 | 31.9876 | 0 | 62.9399 | 0
2042 | 7 | 27 | 18 | 105.5513 | 25.5513 | 35.5675 | 0 | 69.9839 | 0
2042 | 7 | 27 | 19 | 111.8556 | 31.8556 | 37.6918 | 0.69184 | 74.1638 | 0
2042 | 7 | 27 | 20 | 113.6809 | 33.6809 | 38.3069 | 1.3069 | 75.374 | 0
2042 | 7 | 27 | 21 | 109.9312 | 29.9312 | 37.0433 | 0.043344 | 72.8878 | 0
2042 | 7 | 27 | 22 | 106.0624 | 26.0624 | 35.7397 | 0 | 70.3227 | 0
2042 | 7 | 27 | 23 | 97.7954 | 17.7954 | 32.954 | 0 | 64.8414 | 0
2042 | 7 | 27 | 24 | 89.9902 | 9.9902 | 30.3239 | 0 | 59.6663 | 0
2042 | 7 | 28 | 1 | 79.3799 | 0 | 26.7485 | 0 | 52.6314 | 0
2042 | 7 | 28 | 2 | 79.6275 | 0 | 26.832 | 0 | 52.7955 | 0
2042 | 7 | 28 | 3 | 76.8786 | 0 | 25.9057 | 0 | 50.9729 | 0
2042 | 7 | 28 | 4 | 75.6877 | 0 | 25.5044 | 0 | 50.1833 | 0
2042 | 7 | 28 | 5 | 75.5577 | 0 | 25.4606 | 0 | 50.0971 | 0
2042 | 7 | 28 | 6 | 78.0637 | 0 | 26.305 | 0 | 51.7587 | 0
2042 | 7 | 28 | 7 | 84.3422 | 4.3422 | 28.4207 | 0 | 55.9215 | 0
2042 | 7 | 28 | 8 | 88.7259 | 8.7259 | 29.8978 | 0 | 58.828 | 0
2042 | 7 | 28 | 9 | 90.8179 | 10.8179 | 30.6028 | 0 | 60.2151 | 0
2042 | 7 | 28 | 10 | 91.4368 | 11.4368 | 30.8113 | 0 | 60.6255 | 0
2042 | 7 | 28 | 11 | 90.8934 | 10.8934 | 30.6282 | 0 | 60.2652 | 0
2042 | 7 | 28 | 12 | 89.8847 | 9.8847 | 30.2883 | 0 | 59.5964 | 0
2042 | 7 | 28 | 13 | 87.8541 | 7.8541 | 29.6041 | 0 | 58.25 | 0
2042 | 7 | 28 | 14 | 89.9369 | 9.9369 | 30.3059 | 0 | 59.631 | 0
2042 | 7 | 28 | 15 | 95.4931 | 15.4931 | 32.1782 | 0 | 63.3149 | 0
2042 | 7 | 28 | 16 | 100.578 | 20.578 | 33.8916 | 0 | 66.6863 | 0
2042 | 7 | 28 | 17 | 107.4222 | 27.4222 | 36.1979 | 0 | 71.2243 | 0
2042 | 7 | 28 | 18 | 117.2108 | 37.2108 | 39.4964 | 2.4964 | 77.7144 | 0
2042 | 7 | 28 | 19 | 121.2247 | 41.2247 | 40.8489 | 3.8489 | 80.3758 | 0
2042 | 7 | 28 | 20 | 120.3312 | 40.3312 | 40.5478 | 3.5478 | 79.7834 | 0
2042 | 7 | 28 | 21 | 116.3933 | 36.3933 | 39.2209 | 2.2209 | 77.1724 | 0
2042 | 7 | 28 | 22 | 111.2139 | 31.2139 | 37.4756 | 0.47558 | 73.7383 | 0
2042 | 7 | 28 | 23 | 101.5032 | 21.5032 | 34.2034 | 0 | 67.2998 | 0
2042 | 7 | 28 | 24 | 92.5304 | 12.5304 | 31.1798 | 0 | 61.3505 | 0
2042 | 7 | 29 | 1 | 86.6526 | 6.6526 | 29.1992 | 0 | 57.4534 | 0
2042 | 7 | 29 | 2 | 80.1411 | 0.14107 | 27.005 | 0 | 53.136 | 0
2042 | 7 | 29 | 3 | 77.0748 | 0 | 25.9718 | 0 | 51.103 | 0
2042 | 7 | 29 | 4 | 75.5213 | 0 | 25.4483 | 0 | 50.073 | 0
2042 | 7 | 29 | 5 | 75.7435 | 0 | 25.5232 | 0 | 50.2203 | 0
2042 | 7 | 29 | 6 | 78.6312 | 0 | 26.4962 | 0 | 52.135 | 0
2042 | 7 | 29 | 7 | 80.3675 | 0.36748 | 27.0813 | 0 | 53.2862 | 0
2042 | 7 | 29 | 8 | 85.0565 | 5.0565 | 28.6614 | 0 | 56.3951 | 0
2042 | 7 | 29 | 9 | 86.2494 | 6.2494 | 29.0634 | 0 | 57.1861 | 0
2042 | 7 | 29 | 10 | 84.3583 | 4.3583 | 28.4261 | 0 | 55.9322 | 0
2042 | 7 | 29 | 11 | 82.2655 | 2.2655 | 27.7209 | 0 | 54.5446 | 0
2042 | 7 | 29 | 12 | 82.7464 | 2.7464 | 27.8829 | 0 | 54.8635 | 0
2042 | 7 | 29 | 13 | 94.9916 | 14.9916 | 32.0092 | 0 | 62.9824 | 0
2042 | 7 | 29 | 14 | 95.0599 | 15.0599 | 32.0322 | 0 | 63.0277 | 0
2042 | 7 | 29 | 15 | 100.3742 | 20.3742 | 33.8229 | 0 | 66.5512 | 0
2042 | 7 | 29 | 16 | 105.089 | 25.089 | 35.4117 | 0 | 69.6773 | 0
2042 | 7 | 29 | 17 | 112.5017 | 32.5017 | 37.9095 | 0.90953 | 74.5921 | 0
2042 | 7 | 29 | 18 | 121.8669 | 41.8669 | 41.0653 | 4.0653 | 80.8016 | 0
2042 | 7 | 29 | 19 | 127.549 | 47.549 | 42.98 | 5.98 | 84.569 | 0
2042 | 7 | 29 | 20 | 129.8529 | 49.8529 | 43.7564 | 6.7564 | 86.0966 | 0
2042 | 7 | 29 | 21 | 125.3729 | 45.3729 | 42.2467 | 5.2467 | 83.1262 | 0
2042 | 7 | 29 | 22 | 118.8307 | 38.8307 | 40.0422 | 3.0422 | 78.7885 | 0
2042 | 7 | 29 | 23 | 108.5674 | 28.5674 | 36.5838 | 0 | 71.9836 | 0
2042 | 7 | 29 | 24 | 98.4492 | 18.4492 | 33.1743 | 0 | 65.2749 | 0
2042 | 7 | 30 | 1 | 89.3122 | 9.3122 | 30.0954 | 0 | 59.2168 | 0
2042 | 7 | 30 | 2 | 82.5604 | 2.5604 | 27.8202 | 0 | 54.7401 | 0
2042 | 7 | 30 | 3 | 79.2914 | 0 | 26.7187 | 0 | 52.5727 | 0
2042 | 7 | 30 | 4 | 77.6583 | 0 | 26.1684 | 0 | 51.4899 | 0
2042 | 7 | 30 | 5 | 77.8167 | 0 | 26.2218 | 0 | 51.5949 | 0
2042 | 7 | 30 | 6 | 80.2607 | 0.26074 | 27.0453 | 0 | 53.2154 | 0
2042 | 7 | 30 | 7 | 81.1171 | 1.1171 | 27.3339 | 0 | 53.7832 | 0
2042 | 7 | 30 | 8 | 85.979 | 5.979 | 28.9722 | 0 | 57.0068 | 0
2042 | 7 | 30 | 9 | 86.0788 | 6.0788 | 29.0059 | 0 | 57.073 | 0
2042 | 7 | 30 | 10 | 83.4655 | 3.4655 | 28.1252 | 0 | 55.3402 | 0
2042 | 7 | 30 | 11 | 79.7143 | 0 | 26.8612 | 0 | 52.8531 | 0
2042 | 7 | 30 | 12 | 78.2984 | 0 | 26.3841 | 0 | 51.9143 | 0
2042 | 7 | 30 | 13 | 84.4654 | 4.4654 | 28.4622 | 0 | 56.0032 | 0
2042 | 7 | 30 | 14 | 84.9731 | 4.9731 | 28.6333 | 0 | 56.3398 | 0
2042 | 7 | 30 | 15 | 88.6898 | 8.6898 | 29.8857 | 0 | 58.8041 | 0
2042 | 7 | 30 | 16 | 93.3693 | 13.3693 | 31.4625 | 0 | 61.9068 | 0
2042 | 7 | 30 | 17 | 102.7884 | 22.7884 | 34.6365 | 0 | 68.1519 | 0
2042 | 7 | 30 | 18 | 115.0055 | 35.0055 | 38.7532 | 1.7532 | 76.2522 | 0
2042 | 7 | 30 | 19 | 116.3588 | 36.3588 | 39.2092 | 2.2092 | 77.1495 | 0
2042 | 7 | 30 | 20 | 119.0392 | 39.0392 | 40.1125 | 3.1125 | 78.9267 | 0
2042 | 7 | 30 | 21 | 115.4253 | 35.4253 | 38.8947 | 1.8947 | 76.5306 | 0
2042 | 7 | 30 | 22 | 109.221 | 29.221 | 36.8041 | 0 | 72.417 | 0
2042 | 7 | 30 | 23 | 99.5044 | 19.5044 | 33.5299 | 0 | 65.9746 | 0
2042 | 7 | 30 | 24 | 90.6326 | 10.6326 | 30.5403 | 0 | 60.0922 | 0
2042 | 7 | 31 | 1 | 84.1672 | 4.1672 | 28.3617 | 0 | 55.8055 | 0
2042 | 7 | 31 | 2 | 79.4014 | 0 | 26.7558 | 0 | 52.6456 | 0
2042 | 7 | 31 | 3 | 76.3207 | 0 | 25.7177 | 0 | 50.6031 | 0
2042 | 7 | 31 | 4 | 74.6732 | 0 | 25.1625 | 0 | 49.5107 | 0
2042 | 7 | 31 | 5 | 74.5947 | 0 | 25.1361 | 0 | 49.4587 | 0
2042 | 7 | 31 | 6 | 77.1073 | 0 | 25.9827 | 0 | 51.1246 | 0
2042 | 7 | 31 | 7 | 76.743 | 0 | 25.86 | 0 | 50.883 | 0
2042 | 7 | 31 | 8 | 81.7602 | 1.7602 | 27.5506 | 0 | 54.2096 | 0
2042 | 7 | 31 | 9 | 83.3399 | 3.3399 | 28.0829 | 0 | 55.2569 | 0
2042 | 7 | 31 | 10 | 81.5157 | 1.5157 | 27.4682 | 0 | 54.0475 | 0
2042 | 7 | 31 | 11 | 78.217 | 0 | 26.3567 | 0 | 51.8603 | 0
2042 | 7 | 31 | 12 | 76.9622 | 0 | 25.9338 | 0 | 51.0284 | 0
2042 | 7 | 31 | 13 | 85.1438 | 5.1438 | 28.6908 | 0 | 56.453 | 0
2042 | 7 | 31 | 14 | 86.4433 | 6.4433 | 29.1287 | 0 | 57.3147 | 0
2042 | 7 | 31 | 15 | 90.5895 | 10.5895 | 30.5258 | 0 | 60.0637 | 0
2042 | 7 | 31 | 16 | 96.4439 | 16.4439 | 32.4986 | 0 | 63.9453 | 0
2042 | 7 | 31 | 17 | 104.343 | 24.343 | 35.1603 | 0 | 69.1827 | 0
2042 | 7 | 31 | 18 | 114.5412 | 34.5412 | 38.5968 | 1.5968 | 75.9444 | 0
2042 | 7 | 31 | 19 | 122.922 | 42.922 | 41.4209 | 4.4209 | 81.5012 | 0
2042 | 7 | 31 | 20 | 126.7468 | 46.7468 | 42.7097 | 5.7097 | 84.0371 | 0
2042 | 7 | 31 | 21 | 122.5757 | 42.5757 | 41.3042 | 4.3042 | 81.2716 | 0
2042 | 7 | 31 | 22 | 115.8753 | 35.8753 | 39.0463 | 2.0463 | 76.829 | 0
2042 | 7 | 31 | 23 | 105.2393 | 25.2393 | 35.4624 | 0 | 69.777 | 0
2042 | 7 | 31 | 24 | 95.8712 | 15.8712 | 32.3056 | 0 | 63.5656 | 0
2042 | 8 | 1 | 1 | 84.1265 | 4.1265 | 28.348 | 0 | 55.7785 | 0
2042 | 8 | 1 | 2 | 84.9018 | 4.9018 | 28.6092 | 0 | 56.2926 | 0
2042 | 8 | 1 | 3 | 81.5372 | 1.5372 | 27.4755 | 0 | 54.0617 | 0
2042 | 8 | 1 | 4 | 79.9487 | 0 | 26.9402 | 0 | 53.0085 | 0
2042 | 8 | 1 | 5 | 80.3007 | 0.30072 | 27.0588 | 0 | 53.2419 | 0
2042 | 8 | 1 | 6 | 82.7781 | 2.7781 | 27.8936 | 0 | 54.8845 | 0
2042 | 8 | 1 | 7 | 86.846 | 6.846 | 29.2644 | 0 | 57.5816 | 0
2042 | 8 | 1 | 8 | 90.5141 | 10.5141 | 30.5004 | 0 | 60.0137 | 0
2042 | 8 | 1 | 9 | 93.2306 | 13.2306 | 31.4158 | 0 | 61.8148 | 0
2042 | 8 | 1 | 10 | 92.571 | 12.571 | 31.1935 | 0 | 61.3775 | 0
2042 | 8 | 1 | 11 | 90.8837 | 10.8837 | 30.6249 | 0 | 60.2587 | 0
2042 | 8 | 1 | 12 | 91.2972 | 11.2972 | 30.7643 | 0 | 60.5329 | 0
2042 | 8 | 1 | 13 | 90.8066 | 10.8066 | 30.599 | 0 | 60.2076 | 0
2042 | 8 | 1 | 14 | 93.6955 | 13.6955 | 31.5724 | 0 | 62.1231 | 0
2042 | 8 | 1 | 15 | 100.157 | 20.157 | 33.7498 | 0 | 66.4072 | 0
2042 | 8 | 1 | 16 | 105.5284 | 25.5284 | 35.5598 | 0 | 69.9687 | 0
2042 | 8 | 1 | 17 | 114.4253 | 34.4253 | 38.5577 | 1.5577 | 75.8676 | 0
2042 | 8 | 1 | 18 | 127.2211 | 47.2211 | 42.8695 | 5.8695 | 84.3516 | 0
2042 | 8 | 1 | 19 | 135.9191 | 55.9191 | 45.8005 | 8.8005 | 90.1186 | 0.11863
2042 | 8 | 1 | 20 | 138.6623 | 58.6623 | 46.7248 | 9.7248 | 91.9375 | 1.9375
2042 | 8 | 1 | 21 | 133.2016 | 53.2016 | 44.8847 | 7.8847 | 88.3168 | 0
2042 | 8 | 1 | 22 | 127.362 | 47.362 | 42.917 | 5.917 | 84.445 | 0
2042 | 8 | 1 | 23 | 115.6274 | 35.6274 | 38.9628 | 1.9628 | 76.6646 | 0
2042 | 8 | 1 | 24 | 104.843 | 24.843 | 35.3288 | 0 | 69.5142 | 0
2042 | 8 | 2 | 1 | 93.4051 | 13.4051 | 31.4746 | 0 | 61.9305 | 0
2042 | 8 | 2 | 2 | 81.4466 | 1.4466 | 27.4449 | 0 | 54.0016 | 0
2042 | 8 | 2 | 3 | 77.0154 | 0 | 25.9518 | 0 | 51.0636 | 0
2042 | 8 | 2 | 4 | 74.4201 | 0 | 25.0772 | 0 | 49.3429 | 0
2042 | 8 | 2 | 5 | 73.9392 | 0 | 24.9152 | 0 | 49.024 | 0
2042 | 8 | 2 | 6 | 75.2604 | 0 | 25.3604 | 0 | 49.9 | 0
2042 | 8 | 2 | 7 | 73.931 | 0 | 24.9124 | 0 | 49.0186 | 0
2042 | 8 | 2 | 8 | 76.6788 | 0 | 25.8383 | 0 | 50.8404 | 0
2042 | 8 | 2 | 9 | 82.2587 | 2.2587 | 27.7186 | 0 | 54.5401 | 0
2042 | 8 | 2 | 10 | 84.9045 | 4.9045 | 28.6101 | 0 | 56.2944 | 0
2042 | 8 | 2 | 11 | 85.3397 | 5.3397 | 28.7568 | 0 | 56.5829 | 0
2042 | 8 | 2 | 12 | 86.8535 | 6.8535 | 29.2669 | 0 | 57.5866 | 0
2042 | 8 | 2 | 13 | 94.6338 | 14.6338 | 31.8886 | 0 | 62.7452 | 0
2042 | 8 | 2 | 14 | 95.1208 | 15.1208 | 32.0527 | 0 | 63.0681 | 0
2042 | 8 | 2 | 15 | 97.9987 | 17.9987 | 33.0225 | 0 | 64.9762 | 0
2042 | 8 | 2 | 16 | 99.9494 | 19.9494 | 33.6798 | 0 | 66.2696 | 0
2042 | 8 | 2 | 17 | 106.9372 | 26.9372 | 36.0345 | 0 | 70.9027 | 0
2042 | 8 | 2 | 18 | 117.9251 | 37.9251 | 39.7371 | 2.7371 | 78.1881 | 0
2042 | 8 | 2 | 19 | 117.3622 | 37.3622 | 39.5474 | 2.5474 | 77.8149 | 0
2042 | 8 | 2 | 20 | 115.1302 | 35.1302 | 38.7953 | 1.7953 | 76.335 | 0
2042 | 8 | 2 | 21 | 109.9274 | 29.9274 | 37.0421 | 0.042066 | 72.8853 | 0
2042 | 8 | 2 | 22 | 104.2241 | 24.2241 | 35.1203 | 0 | 69.1039 | 0
2042 | 8 | 2 | 23 | 95.9929 | 15.9929 | 32.3466 | 0 | 63.6463 | 0
2042 | 8 | 2 | 24 | 87.8656 | 7.8656 | 29.6079 | 0 | 58.2577 | 0
2042 | 8 | 3 | 1 | 88.6918 | 8.6918 | 29.8864 | 0 | 58.8055 | 0
2042 | 8 | 3 | 2 | 80.6543 | 0.65429 | 27.178 | 0 | 53.4763 | 0
2042 | 8 | 3 | 3 | 77.1406 | 0 | 25.994 | 0 | 51.1467 | 0
2042 | 8 | 3 | 4 | 74.9193 | 0 | 25.2455 | 0 | 49.6739 | 0
2042 | 8 | 3 | 5 | 73.659 | 0 | 24.8208 | 0 | 48.8382 | 0
2042 | 8 | 3 | 6 | 74.3269 | 0 | 25.0458 | 0 | 49.2811 | 0
2042 | 8 | 3 | 7 | 73.033 | 0 | 24.6098 | 0 | 48.4232 | 0
2042 | 8 | 3 | 8 | 74.9965 | 0 | 25.2715 | 0 | 49.725 | 0
2042 | 8 | 3 | 9 | 77.3698 | 0 | 26.0712 | 0 | 51.2986 | 0
2042 | 8 | 3 | 10 | 77.1482 | 0 | 25.9965 | 0 | 51.1517 | 0
2042 | 8 | 3 | 11 | 75.4699 | 0 | 25.431 | 0 | 50.0389 | 0
2042 | 8 | 3 | 12 | 78.5602 | 0 | 26.4723 | 0 | 52.0879 | 0
2042 | 8 | 3 | 13 | 82.049 | 2.049 | 27.6479 | 0 | 54.401 | 0
2042 | 8 | 3 | 14 | 83.1659 | 3.1659 | 28.0243 | 0 | 55.1416 | 0
2042 | 8 | 3 | 15 | 86.3672 | 6.3672 | 29.103 | 0 | 57.2641 | 0
2042 | 8 | 3 | 16 | 89.6378 | 9.6378 | 30.2051 | 0 | 59.4327 | 0
2042 | 8 | 3 | 17 | 99.2205 | 19.2205 | 33.4342 | 0 | 65.7863 | 0
2042 | 8 | 3 | 18 | 112.5195 | 32.5195 | 37.9155 | 0.91552 | 74.6039 | 0
2042 | 8 | 3 | 19 | 120.8224 | 40.8224 | 40.7134 | 3.7134 | 80.1091 | 0
2042 | 8 | 3 | 20 | 123.3476 | 43.3476 | 41.5643 | 4.5643 | 81.7833 | 0
2042 | 8 | 3 | 21 | 117.9014 | 37.9014 | 39.7291 | 2.7291 | 78.1724 | 0
2042 | 8 | 3 | 22 | 111.6698 | 31.6698 | 37.6292 | 0.62922 | 74.0406 | 0
2042 | 8 | 3 | 23 | 101.4439 | 21.4439 | 34.1834 | 0 | 67.2605 | 0
2042 | 8 | 3 | 24 | 92.7917 | 12.7917 | 31.2679 | 0 | 61.5238 | 0
2042 | 8 | 4 | 1 | 84.8547 | 4.8547 | 28.5934 | 0 | 56.2613 | 0
2042 | 8 | 4 | 2 | 79.6285 | 0 | 26.8323 | 0 | 52.7962 | 0
2042 | 8 | 4 | 3 | 76.847 | 0 | 25.895 | 0 | 50.952 | 0
2042 | 8 | 4 | 4 | 74.2087 | 0 | 25.006 | 0 | 49.2027 | 0
2042 | 8 | 4 | 5 | 73.5195 | 0 | 24.7738 | 0 | 48.7457 | 0
2042 | 8 | 4 | 6 | 75.0382 | 0 | 25.2855 | 0 | 49.7527 | 0
2042 | 8 | 4 | 7 | 71.1112 | 0 | 23.9622 | 0 | 47.149 | 0
2042 | 8 | 4 | 8 | 73.3811 | 0 | 24.7271 | 0 | 48.654 | 0
2042 | 8 | 4 | 9 | 76.1613 | 0 | 25.664 | 0 | 50.4973 | 0
2042 | 8 | 4 | 10 | 78.4054 | 0 | 26.4202 | 0 | 51.9852 | 0
2042 | 8 | 4 | 11 | 77.4075 | 0 | 26.0839 | 0 | 51.3236 | 0
2042 | 8 | 4 | 12 | 79.7665 | 0 | 26.8788 | 0 | 52.8877 | 0
2042 | 8 | 4 | 13 | 79.8123 | 0 | 26.8942 | 0 | 52.9181 | 0
2042 | 8 | 4 | 14 | 79.259 | 0 | 26.7078 | 0 | 52.5512 | 0
2042 | 8 | 4 | 15 | 90.2528 | 10.2528 | 30.4124 | 0 | 59.8405 | 0
2042 | 8 | 4 | 16 | 95.5913 | 15.5913 | 32.2113 | 0 | 63.38 | 0
2042 | 8 | 4 | 17 | 105.8308 | 25.8308 | 35.6616 | 0 | 70.1691 | 0
2042 | 8 | 4 | 18 | 110.777 | 30.777 | 37.3284 | 0.32836 | 73.4486 | 0
2042 | 8 | 4 | 19 | 107.6413 | 27.6413 | 36.2717 | 0 | 71.3696 | 0
2042 | 8 | 4 | 20 | 106.5612 | 26.5612 | 35.9078 | 0 | 70.6534 | 0
2042 | 8 | 4 | 21 | 101.4674 | 21.4674 | 34.1913 | 0 | 67.2761 | 0
2042 | 8 | 4 | 22 | 97.2466 | 17.2466 | 32.7691 | 0 | 64.4776 | 0
2042 | 8 | 4 | 23 | 90.6115 | 10.6115 | 30.5332 | 0 | 60.0782 | 0
2042 | 8 | 4 | 24 | 82.502 | 2.502 | 27.8006 | 0 | 54.7014 | 0
2042 | 8 | 5 | 1 | 89.095 | 9.095 | 30.0222 | 0 | 59.0728 | 0
2042 | 8 | 5 | 2 | 80.4895 | 0.48947 | 27.1224 | 0 | 53.367 | 0
2042 | 8 | 5 | 3 | 76.4911 | 0 | 25.7751 | 0 | 50.716 | 0
2042 | 8 | 5 | 4 | 74.5639 | 0 | 25.1257 | 0 | 49.4382 | 0
2042 | 8 | 5 | 5 | 75.0742 | 0 | 25.2976 | 0 | 49.7765 | 0
2042 | 8 | 5 | 6 | 77.6977 | 0 | 26.1817 | 0 | 51.516 | 0
2042 | 8 | 5 | 7 | 83.0219 | 3.0219 | 27.9758 | 0 | 55.0461 | 0
2042 | 8 | 5 | 8 | 88.3863 | 8.3863 | 29.7834 | 0 | 58.6029 | 0
2042 | 8 | 5 | 9 | 95.7092 | 15.7092 | 32.251 | 0 | 63.4582 | 0
2042 | 8 | 5 | 10 | 99.0437 | 19.0437 | 33.3746 | 0 | 65.6691 | 0
2042 | 8 | 5 | 11 | 100.3566 | 20.3566 | 33.817 | 0 | 66.5396 | 0
2042 | 8 | 5 | 12 | 101.2611 | 21.2611 | 34.1218 | 0 | 67.1393 | 0
2042 | 8 | 5 | 13 | 109.4158 | 29.4158 | 36.8697 | 0 | 72.5461 | 0
2042 | 8 | 5 | 14 | 111.8829 | 31.8829 | 37.701 | 0.70103 | 74.1819 | 0
2042 | 8 | 5 | 15 | 118.4366 | 38.4366 | 39.9094 | 2.9094 | 78.5272 | 0
2042 | 8 | 5 | 16 | 122.0317 | 42.0317 | 41.1209 | 4.1209 | 80.9109 | 0
2042 | 8 | 5 | 17 | 129.1174 | 49.1174 | 43.5085 | 6.5085 | 85.6089 | 0
2042 | 8 | 5 | 18 | 139.1293 | 59.1293 | 46.8822 | 9.8822 | 92.2471 | 2.2471
2042 | 8 | 5 | 19 | 145.289 | 65.289 | 48.9578 | 11.9578 | 96.3312 | 6.3312
2042 | 8 | 5 | 20 | 142.6405 | 62.6405 | 48.0654 | 11.0654 | 94.5751 | 4.5751
2042 | 8 | 5 | 21 | 138.1637 | 58.1637 | 46.5568 | 9.5568 | 91.6069 | 1.6069
2042 | 8 | 5 | 22 | 132.3694 | 52.3694 | 44.6043 | 7.6043 | 87.7651 | 0
2042 | 8 | 5 | 23 | 120.687 | 40.687 | 40.6677 | 3.6677 | 80.0192 | 0
2042 | 8 | 5 | 24 | 109.5796 | 29.5796 | 36.9249 | 0 | 72.6547 | 0
2042 | 8 | 6 | 1 | 91.7985 | 11.7985 | 30.9332 | 0 | 60.8653 | 0
2042 | 8 | 6 | 2 | 99.8838 | 19.8838 | 33.6577 | 0 | 66.2261 | 0
2042 | 8 | 6 | 3 | 96.3343 | 16.3343 | 32.4616 | 0 | 63.8727 | 0
2042 | 8 | 6 | 4 | 94.5668 | 14.5668 | 31.866 | 0 | 62.7007 | 0
2042 | 8 | 6 | 5 | 94.5218 | 14.5218 | 31.8509 | 0 | 62.6709 | 0
2042 | 8 | 6 | 6 | 95.9609 | 15.9609 | 32.3358 | 0 | 63.6251 | 0
2042 | 8 | 6 | 7 | 92.7521 | 12.7521 | 31.2545 | 0 | 61.4976 | 0
2042 | 8 | 6 | 8 | 98.602 | 18.602 | 33.2258 | 0 | 65.3762 | 0
2042 | 8 | 6 | 9 | 105.9872 | 25.9872 | 35.7144 | 0 | 70.2729 | 0
2042 | 8 | 6 | 10 | 110.5213 | 30.5213 | 37.2422 | 0.24222 | 73.2791 | 0
2042 | 8 | 6 | 11 | 111.9465 | 31.9465 | 37.7225 | 0.72245 | 74.224 | 0
2042 | 8 | 6 | 12 | 112.3044 | 32.3044 | 37.8431 | 0.84307 | 74.4614 | 0
2042 | 8 | 6 | 13 | 97.2394 | 17.2394 | 32.7666 | 0 | 64.4727 | 0
2042 | 8 | 6 | 14 | 99.2733 | 19.2733 | 33.452 | 0 | 65.8213 | 0
2042 | 8 | 6 | 15 | 104.0795 | 24.0795 | 35.0715 | 0 | 69.008 | 0
2042 | 8 | 6 | 16 | 108.0417 | 28.0417 | 36.4067 | 0 | 71.635 | 0
2042 | 8 | 6 | 17 | 117.9959 | 37.9959 | 39.7609 | 2.7609 | 78.235 | 0
2042 | 8 | 6 | 18 | 131.764 | 51.764 | 44.4003 | 7.4003 | 87.3637 | 0
2042 | 8 | 6 | 19 | 144.2067 | 64.2067 | 48.5931 | 11.5931 | 95.6136 | 5.6136
2042 | 8 | 6 | 20 | 146.1349 | 66.1349 | 49.2429 | 12.2429 | 96.892 | 6.892
2042 | 8 | 6 | 21 | 141.2915 | 61.2915 | 47.6108 | 10.6108 | 93.6807 | 3.6807
2042 | 8 | 6 | 22 | 134.1801 | 54.1801 | 45.2145 | 8.2145 | 88.9656 | 0
2042 | 8 | 6 | 23 | 121.6943 | 41.6943 | 41.0072 | 4.0072 | 80.6871 | 0
2042 | 8 | 6 | 24 | 110.3267 | 30.3267 | 37.1766 | 0.17664 | 73.1501 | 0
2042 | 8 | 7 | 1 | 99.704 | 19.704 | 33.5971 | 0 | 66.1069 | 0
2042 | 8 | 7 | 2 | 98.1423 | 18.1423 | 33.0709 | 0 | 65.0714 | 0
2042 | 8 | 7 | 3 | 94.2019 | 14.2019 | 31.7431 | 0 | 62.4588 | 0
2042 | 8 | 7 | 4 | 91.8932 | 11.8932 | 30.9651 | 0 | 60.9281 | 0
2042 | 8 | 7 | 5 | 91.5343 | 11.5343 | 30.8442 | 0 | 60.6901 | 0
2042 | 8 | 7 | 6 | 93.7699 | 13.7699 | 31.5975 | 0 | 62.1724 | 0
2042 | 8 | 7 | 7 | 96.0592 | 16.0592 | 32.3689 | 0 | 63.6903 | 0
2042 | 8 | 7 | 8 | 101.1802 | 21.1802 | 34.0945 | 0 | 67.0856 | 0
2042 | 8 | 7 | 9 | 104.0408 | 24.0408 | 35.0585 | 0 | 68.9823 | 0
2042 | 8 | 7 | 10 | 103.6054 | 23.6054 | 34.9118 | 0 | 68.6936 | 0
2042 | 8 | 7 | 11 | 103.1604 | 23.1604 | 34.7618 | 0 | 68.3986 | 0
2042 | 8 | 7 | 12 | 105.519 | 25.519 | 35.5566 | 0 | 69.9624 | 0
2042 | 8 | 7 | 13 | 104.6678 | 24.6678 | 35.2698 | 0 | 69.3981 | 0
2042 | 8 | 7 | 14 | 108.6698 | 28.6698 | 36.6183 | 0 | 72.0515 | 0
2042 | 8 | 7 | 15 | 116.63 | 36.63 | 39.3006 | 2.3006 | 77.3293 | 0
2042 | 8 | 7 | 16 | 124.7411 | 44.7411 | 42.0338 | 5.0338 | 82.7072 | 0
2042 | 8 | 7 | 17 | 135.8993 | 55.8993 | 45.7938 | 8.7938 | 90.1055 | 0.10548
2042 | 8 | 7 | 18 | 151.2086 | 71.2086 | 50.9525 | 13.9525 | 100.256 | 10.256
2042 | 8 | 7 | 19 | 153.8672 | 73.8672 | 51.8484 | 14.8484 | 102.0188 | 12.0188
2042 | 8 | 7 | 20 | 156.4572 | 76.4572 | 52.7212 | 15.7212 | 103.7361 | 13.7361
2042 | 8 | 7 | 21 | 150.6012 | 70.6012 | 50.7479 | 13.7479 | 99.8533 | 9.8533
2042 | 8 | 7 | 22 | 142.9334 | 62.9334 | 48.1641 | 11.1641 | 94.7693 | 4.7693
2042 | 8 | 7 | 23 | 129.5673 | 49.5673 | 43.6601 | 6.6601 | 85.9072 | 0
2042 | 8 | 7 | 24 | 117.0035 | 37.0035 | 39.4265 | 2.4265 | 77.577 | 0
2042 | 8 | 8 | 1 | 109.122 | 29.122 | 36.7707 | 0 | 72.3513 | 0
2042 | 8 | 8 | 2 | 97.1343 | 17.1343 | 32.7312 | 0 | 64.4031 | 0
2042 | 8 | 8 | 3 | 92.1971 | 12.1971 | 31.0675 | 0 | 61.1296 | 0
2042 | 8 | 8 | 4 | 89.6777 | 9.6777 | 30.2186 | 0 | 59.4591 | 0
2042 | 8 | 8 | 5 | 89.2197 | 9.2197 | 30.0642 | 0 | 59.1555 | 0
2042 | 8 | 8 | 6 | 91.8045 | 11.8045 | 30.9352 | 0 | 60.8693 | 0
2042 | 8 | 8 | 7 | 97.6132 | 17.6132 | 32.8926 | 0 | 64.7206 | 0
2042 | 8 | 8 | 8 | 103.5511 | 23.5511 | 34.8935 | 0 | 68.6576 | 0
2042 | 8 | 8 | 9 | 109.9238 | 29.9238 | 37.0409 | 0.040877 | 72.883 | 0
2042 | 8 | 8 | 10 | 113.2843 | 33.2843 | 38.1732 | 1.1732 | 75.111 | 0
2042 | 8 | 8 | 11 | 114.8156 | 34.8156 | 38.6893 | 1.6893 | 76.1264 | 0
2042 | 8 | 8 | 12 | 116.115 | 36.115 | 39.1271 | 2.1271 | 76.9879 | 0
2042 | 8 | 8 | 13 | 117.08 | 37.08 | 39.4523 | 2.4523 | 77.6277 | 0
2042 | 8 | 8 | 14 | 120.6923 | 40.6923 | 40.6695 | 3.6695 | 80.0228 | 0
2042 | 8 | 8 | 15 | 128.1033 | 48.1033 | 43.1668 | 6.1668 | 84.9365 | 0
2042 | 8 | 8 | 16 | 133.0833 | 53.0833 | 44.8449 | 7.8449 | 88.2384 | 0
2042 | 8 | 8 | 17 | 141.4928 | 61.4928 | 47.6786 | 10.6786 | 93.8142 | 3.8142
2042 | 8 | 8 | 18 | 153.1529 | 73.1529 | 51.6077 | 14.6077 | 101.5452 | 11.5452
2042 | 8 | 8 | 19 | 155.4498 | 75.4498 | 52.3817 | 15.3817 | 103.0681 | 13.0681
2042 | 8 | 8 | 20 | 154.4046 | 74.4046 | 52.0295 | 15.0295 | 102.3751 | 12.3751
2042 | 8 | 8 | 21 | 148.6081 | 68.6081 | 50.0763 | 13.0763 | 98.5318 | 8.5318
2042 | 8 | 8 | 22 | 142.2149 | 62.2149 | 47.922 | 10.922 | 94.2929 | 4.2929
2042 | 8 | 8 | 23 | 130.1651 | 50.1651 | 43.8615 | 6.8615 | 86.3035 | 0
2042 | 8 | 8 | 24 | 117.8843 | 37.8843 | 39.7233 | 2.7233 | 78.161 | 0
2042 | 8 | 9 | 1 | 107.7908 | 27.7908 | 36.3221 | 0 | 71.4687 | 0
2042 | 8 | 9 | 2 | 93.9519 | 13.9519 | 31.6588 | 0 | 62.2931 | 0
2042 | 8 | 9 | 3 | 88.11 | 8.11 | 29.6903 | 0 | 58.4197 | 0
2042 | 8 | 9 | 4 | 84.541 | 4.541 | 28.4877 | 0 | 56.0533 | 0
2042 | 8 | 9 | 5 | 82.8312 | 2.8312 | 27.9115 | 0 | 54.9197 | 0
2042 | 8 | 9 | 6 | 83.7154 | 3.7154 | 28.2095 | 0 | 55.5059 | 0
2042 | 8 | 9 | 7 | 85.278 | 5.278 | 28.736 | 0 | 56.542 | 0
2042 | 8 | 9 | 8 | 90.044 | 10.044 | 30.342 | 0 | 59.702 | 0
2042 | 8 | 9 | 9 | 99.6195 | 19.6195 | 33.5686 | 0 | 66.0508 | 0
2042 | 8 | 9 | 10 | 108.1691 | 28.1691 | 36.4496 | 0 | 71.7195 | 0
2042 | 8 | 9 | 11 | 113.7011 | 33.7011 | 38.3137 | 1.3137 | 75.3874 | 0
2042 | 8 | 9 | 12 | 114.7403 | 34.7403 | 38.6639 | 1.6639 | 76.0764 | 0
2042 | 8 | 9 | 13 | 114.2287 | 34.2287 | 38.4915 | 1.4915 | 75.7372 | 0
2042 | 8 | 9 | 14 | 113.7893 | 33.7893 | 38.3434 | 1.3434 | 75.4459 | 0
2042 | 8 | 9 | 15 | 115.3458 | 35.3458 | 38.8679 | 1.8679 | 76.4779 | 0
2042 | 8 | 9 | 16 | 115.6949 | 35.6949 | 38.9855 | 1.9855 | 76.7093 | 0
2042 | 8 | 9 | 17 | 121.7576 | 41.7576 | 41.0285 | 4.0285 | 80.7291 | 0
2042 | 8 | 9 | 18 | 129.4987 | 49.4987 | 43.637 | 6.637 | 85.8617 | 0
2042 | 8 | 9 | 19 | 132.3419 | 52.3419 | 44.5951 | 7.5951 | 87.7469 | 0
2042 | 8 | 9 | 20 | 127.7753 | 47.7753 | 43.0563 | 6.0563 | 84.7191 | 0
2042 | 8 | 9 | 21 | 121.5056 | 41.5056 | 40.9436 | 3.9436 | 80.562 | 0
2042 | 8 | 9 | 22 | 114.7763 | 34.7763 | 38.676 | 1.676 | 76.1003 | 0
2042 | 8 | 9 | 23 | 105.892 | 25.892 | 35.6823 | 0 | 70.2097 | 0
2042 | 8 | 9 | 24 | 97.8491 | 17.8491 | 32.9721 | 0 | 64.877 | 0
2042 | 8 | 10 | 1 | 95.6137 | 15.6137 | 32.2188 | 0 | 63.3949 | 0
2042 | 8 | 10 | 2 | 91.343 | 11.343 | 30.7797 | 0 | 60.5633 | 0
2042 | 8 | 10 | 3 | 87.5377 | 7.5377 | 29.4975 | 0 | 58.0402 | 0
2042 | 8 | 10 | 4 | 84.8031 | 4.8031 | 28.576 | 0 | 56.2271 | 0
2042 | 8 | 10 | 5 | 82.3427 | 2.3427 | 27.7469 | 0 | 54.5958 | 0
2042 | 8 | 10 | 6 | 82.6434 | 2.6434 | 27.8482 | 0 | 54.7952 | 0
2042 | 8 | 10 | 7 | 81.859 | 1.859 | 27.5839 | 0 | 54.2751 | 0
2042 | 8 | 10 | 8 | 84.1369 | 4.1369 | 28.3515 | 0 | 55.7854 | 0
2042 | 8 | 10 | 9 | 85.2571 | 5.2571 | 28.729 | 0 | 56.5282 | 0
2042 | 8 | 10 | 10 | 84.7096 | 4.7096 | 28.5445 | 0 | 56.1651 | 0
2042 | 8 | 10 | 11 | 83.1562 | 3.1562 | 28.021 | 0 | 55.1352 | 0
2042 | 8 | 10 | 12 | 85.8872 | 5.8872 | 28.9413 | 0 | 56.9459 | 0
2042 | 8 | 10 | 13 | 88.8308 | 8.8308 | 29.9332 | 0 | 58.8976 | 0
2042 | 8 | 10 | 14 | 89.9064 | 9.9064 | 30.2956 | 0 | 59.6107 | 0
2042 | 8 | 10 | 15 | 93.382 | 13.382 | 31.4668 | 0 | 61.9152 | 0
2042 | 8 | 10 | 16 | 97.0101 | 17.0101 | 32.6894 | 0 | 64.3208 | 0
2042 | 8 | 10 | 17 | 105.2543 | 25.2543 | 35.4674 | 0 | 69.7869 | 0
2042 | 8 | 10 | 18 | 115.3543 | 35.3543 | 38.8708 | 1.8708 | 76.4835 | 0
2042 | 8 | 10 | 19 | 125.5341 | 45.5341 | 42.3011 | 5.3011 | 83.2331 | 0
2042 | 8 | 10 | 20 | 125.161 | 45.161 | 42.1753 | 5.1753 | 82.9857 | 0
2042 | 8 | 10 | 21 | 120.177 | 40.177 | 40.4959 | 3.4959 | 79.6811 | 0
2042 | 8 | 10 | 22 | 114.5931 | 34.5931 | 38.6143 | 1.6143 | 75.9788 | 0
2042 | 8 | 10 | 23 | 105.3449 | 25.3449 | 35.4979 | 0 | 69.847 | 0
2042 | 8 | 10 | 24 | 98.2419 | 18.2419 | 33.1044 | 0 | 65.1375 | 0
2042 | 8 | 11 | 1 | 87.4944 | 7.4944 | 29.4829 | 0 | 58.0116 | 0
2042 | 8 | 11 | 2 | 88.9974 | 8.9974 | 29.9893 | 0 | 59.0081 | 0
2042 | 8 | 11 | 3 | 86.2921 | 6.2921 | 29.0777 | 0 | 57.2144 | 0
2042 | 8 | 11 | 4 | 84.6052 | 4.6052 | 28.5093 | 0 | 56.0959 | 0
2042 | 8 | 11 | 5 | 84.5004 | 4.5004 | 28.474 | 0 | 56.0264 | 0
2042 | 8 | 11 | 6 | 86.491 | 6.491 | 29.1447 | 0 | 57.3462 | 0
2042 | 8 | 11 | 7 | 87.468 | 7.468 | 29.474 | 0 | 57.994 | 0
2042 | 8 | 11 | 8 | 90.5341 | 10.5341 | 30.5071 | 0 | 60.0269 | 0
2042 | 8 | 11 | 9 | 89.9243 | 9.9243 | 30.3016 | 0 | 59.6226 | 0
2042 | 8 | 11 | 10 | 86.2883 | 6.2883 | 29.0764 | 0 | 57.2118 | 0
2042 | 8 | 11 | 11 | 83.7885 | 3.7885 | 28.2341 | 0 | 55.5544 | 0
2042 | 8 | 11 | 12 | 85.6544 | 5.6544 | 28.8628 | 0 | 56.7916 | 0
2042 | 8 | 11 | 13 | 74.4598 | 0 | 25.0906 | 0 | 49.3692 | 0
2042 | 8 | 11 | 14 | 79.737 | 0 | 26.8689 | 0 | 52.8681 | 0
2042 | 8 | 11 | 15 | 87.6221 | 7.6221 | 29.5259 | 0 | 58.0962 | 0
2042 | 8 | 11 | 16 | 97.0172 | 17.0172 | 32.6917 | 0 | 64.3254 | 0
2042 | 8 | 11 | 17 | 110.2901 | 30.2901 | 37.1643 | 0.16431 | 73.1258 | 0
2042 | 8 | 11 | 18 | 126.6227 | 46.6227 | 42.6679 | 5.6679 | 83.9548 | 0
2042 | 8 | 11 | 19 | 131.8203 | 51.8203 | 44.4193 | 7.4193 | 87.401 | 0
2042 | 8 | 11 | 20 | 134.9471 | 54.9471 | 45.4729 | 8.4729 | 89.4741 | 0
2042 | 8 | 11 | 21 | 129.7257 | 49.7257 | 43.7135 | 6.7135 | 86.0122 | 0
2042 | 8 | 11 | 22 | 122.6747 | 42.6747 | 41.3375 | 4.3375 | 81.3372 | 0
2042 | 8 | 11 | 23 | 109.9414 | 29.9414 | 37.0468 | 0.046814 | 72.8946 | 0
2042 | 8 | 11 | 24 | 100.1099 | 20.1099 | 33.7339 | 0 | 66.376 | 0
2042 | 8 | 12 | 1 | 94.3973 | 14.3973 | 31.8089 | 0 | 62.5884 | 0
2042 | 8 | 12 | 2 | 86.6038 | 6.6038 | 29.1828 | 0 | 57.421 | 0
2042 | 8 | 12 | 3 | 83.5776 | 3.5776 | 28.163 | 0 | 55.4146 | 0
2042 | 8 | 12 | 4 | 82.5447 | 2.5447 | 27.815 | 0 | 54.7298 | 0
2042 | 8 | 12 | 5 | 82.6492 | 2.6492 | 27.8502 | 0 | 54.799 | 0
2042 | 8 | 12 | 6 | 84.4644 | 4.4644 | 28.4618 | 0 | 56.0025 | 0
2042 | 8 | 12 | 7 | 78.8516 | 0 | 26.5705 | 0 | 52.2811 | 0
2042 | 8 | 12 | 8 | 82.1824 | 2.1824 | 27.6929 | 0 | 54.4895 | 0
2042 | 8 | 12 | 9 | 81.9567 | 1.9567 | 27.6168 | 0 | 54.3398 | 0
2042 | 8 | 12 | 10 | 77.567 | 0 | 26.1376 | 0 | 51.4294 | 0
2042 | 8 | 12 | 11 | 73.0401 | 0 | 24.6122 | 0 | 48.4279 | 0
2042 | 8 | 12 | 12 | 71.5371 | 0 | 24.1057 | 0 | 47.4313 | 0
2042 | 8 | 12 | 13 | 73.061 | 0 | 24.6192 | 0 | 48.4417 | 0
2042 | 8 | 12 | 14 | 75.0535 | 0 | 25.2907 | 0 | 49.7628 | 0
2042 | 8 | 12 | 15 | 80.2791 | 0.27905 | 27.0515 | 0 | 53.2275 | 0
2042 | 8 | 12 | 16 | 85.812 | 5.812 | 28.916 | 0 | 56.8961 | 0
2042 | 8 | 12 | 17 | 97.0906 | 17.0906 | 32.7165 | 0 | 64.3741 | 0
2042 | 8 | 12 | 18 | 111.664 | 31.664 | 37.6273 | 0.62726 | 74.0367 | 0
2042 | 8 | 12 | 19 | 115.5609 | 35.5609 | 38.9404 | 1.9404 | 76.6205 | 0
2042 | 8 | 12 | 20 | 119.2128 | 39.2128 | 40.171 | 3.171 | 79.0418 | 0
2042 | 8 | 12 | 21 | 115.0493 | 35.0493 | 38.768 | 1.768 | 76.2813 | 0
2042 | 8 | 12 | 22 | 107.897 | 27.897 | 36.3579 | 0 | 71.5391 | 0
2042 | 8 | 12 | 23 | 95.77 | 15.77 | 32.2715 | 0 | 63.4985 | 0
2042 | 8 | 12 | 24 | 86.6878 | 6.6878 | 29.2111 | 0 | 57.4767 | 0
2042 | 8 | 13 | 1 | 84.7049 | 4.7049 | 28.5429 | 0 | 56.162 | 0
2042 | 8 | 13 | 2 | 76.6107 | 0 | 25.8154 | 0 | 50.7953 | 0
2042 | 8 | 13 | 3 | 74.2609 | 0 | 25.0236 | 0 | 49.2373 | 0
2042 | 8 | 13 | 4 | 73.216 | 0 | 24.6715 | 0 | 48.5445 | 0
2042 | 8 | 13 | 5 | 74.4846 | 0 | 25.099 | 0 | 49.3857 | 0
2042 | 8 | 13 | 6 | 77.158 | 0 | 25.9998 | 0 | 51.1582 | 0
2042 | 8 | 13 | 7 | 77.4654 | 0 | 26.1034 | 0 | 51.362 | 0
2042 | 8 | 13 | 8 | 80.5674 | 0.5674 | 27.1487 | 0 | 53.4187 | 0
2042 | 8 | 13 | 9 | 79.1374 | 0 | 26.6668 | 0 | 52.4706 | 0
2042 | 8 | 13 | 10 | 73.4846 | 0 | 24.762 | 0 | 48.7226 | 0
2042 | 8 | 13 | 11 | 67.6905 | 0 | 22.8096 | 0 | 44.8809 | 0
2042 | 8 | 13 | 12 | 66.5219 | 0 | 22.4158 | 0 | 44.1061 | 0
2042 | 8 | 13 | 13 | 60.7787 | 0 | 20.4805 | 0 | 40.2982 | 0
2042 | 8 | 13 | 14 | 62.1369 | 0 | 20.9382 | 0 | 41.1987 | 0
2042 | 8 | 13 | 15 | 66.1135 | 0 | 22.2782 | 0 | 43.8353 | 0
2042 | 8 | 13 | 16 | 72.7678 | 0 | 24.5205 | 0 | 48.2473 | 0
2042 | 8 | 13 | 17 | 86.1994 | 6.1994 | 29.0465 | 0 | 57.1529 | 0
2042 | 8 | 13 | 18 | 103.3258 | 23.3258 | 34.8176 | 0 | 68.5083 | 0
2042 | 8 | 13 | 19 | 114.9651 | 34.9651 | 38.7396 | 1.7396 | 76.2255 | 0
2042 | 8 | 13 | 20 | 119.2175 | 39.2175 | 40.1726 | 3.1726 | 79.045 | 0
2042 | 8 | 13 | 21 | 115.861 | 35.861 | 39.0415 | 2.0415 | 76.8195 | 0
2042 | 8 | 13 | 22 | 108.8758 | 28.8758 | 36.6877 | 0 | 72.1881 | 0
2042 | 8 | 13 | 23 | 98.083 | 18.083 | 33.0509 | 0 | 65.0321 | 0
2042 | 8 | 13 | 24 | 90.1312 | 10.1312 | 30.3714 | 0 | 59.7598 | 0
2042 | 8 | 14 | 1 | 79.5624 | 0 | 26.81 | 0 | 52.7523 | 0
2042 | 8 | 14 | 2 | 78.639 | 0 | 26.4989 | 0 | 52.1401 | 0
2042 | 8 | 14 | 3 | 76.4285 | 0 | 25.754 | 0 | 50.6745 | 0
2042 | 8 | 14 | 4 | 75.7032 | 0 | 25.5096 | 0 | 50.1936 | 0
2042 | 8 | 14 | 5 | 76.5153 | 0 | 25.7833 | 0 | 50.7321 | 0
2042 | 8 | 14 | 6 | 78.9509 | 0 | 26.604 | 0 | 52.3469 | 0
2042 | 8 | 14 | 7 | 81.3945 | 1.3945 | 27.4274 | 0 | 53.9671 | 0
2042 | 8 | 14 | 8 | 84.2581 | 4.2581 | 28.3923 | 0 | 55.8657 | 0
2042 | 8 | 14 | 9 | 82.5777 | 2.5777 | 27.8261 | 0 | 54.7516 | 0
2042 | 8 | 14 | 10 | 76.7272 | 0 | 25.8547 | 0 | 50.8725 | 0
2042 | 8 | 14 | 11 | 71.4008 | 0 | 24.0598 | 0 | 47.341 | 0
2042 | 8 | 14 | 12 | 71.1203 | 0 | 23.9653 | 0 | 47.155 | 0
2042 | 8 | 14 | 13 | 69.9274 | 0 | 23.5633 | 0 | 46.364 | 0
2042 | 8 | 14 | 14 | 71.7241 | 0 | 24.1688 | 0 | 47.5553 | 0
2042 | 8 | 14 | 15 | 76.2338 | 0 | 25.6884 | 0 | 50.5454 | 0
2042 | 8 | 14 | 16 | 83.0012 | 3.0012 | 27.9688 | 0 | 55.0324 | 0
2042 | 8 | 14 | 17 | 93.8396 | 13.8396 | 31.621 | 0 | 62.2186 | 0
2042 | 8 | 14 | 18 | 108.6517 | 28.6517 | 36.6122 | 0 | 72.0395 | 0
2042 | 8 | 14 | 19 | 116.0388 | 36.0388 | 39.1014 | 2.1014 | 76.9374 | 0
2042 | 8 | 14 | 20 | 115.478 | 35.478 | 38.9125 | 1.9125 | 76.5656 | 0
2042 | 8 | 14 | 21 | 112.9187 | 32.9187 | 38.05 | 1.05 | 74.8686 | 0
2042 | 8 | 14 | 22 | 107.0025 | 27.0025 | 36.0565 | 0 | 70.946 | 0
2042 | 8 | 14 | 23 | 97.3385 | 17.3385 | 32.8 | 0 | 64.5385 | 0
2042 | 8 | 14 | 24 | 90.2242 | 10.2242 | 30.4027 | 0 | 59.8215 | 0
2042 | 8 | 15 | 1 | 81.9 | 1.9 | 27.5977 | 0 | 54.3023 | 0
2042 | 8 | 15 | 2 | 84.4485 | 4.4485 | 28.4565 | 0 | 55.992 | 0
2042 | 8 | 15 | 3 | 82.2685 | 2.2685 | 27.7219 | 0 | 54.5466 | 0
2042 | 8 | 15 | 4 | 81.6781 | 1.6781 | 27.523 | 0 | 54.1551 | 0
2042 | 8 | 15 | 5 | 82.5076 | 2.5076 | 27.8025 | 0 | 54.7051 | 0
2042 | 8 | 15 | 6 | 84.8381 | 4.8381 | 28.5878 | 0 | 56.2503 | 0
2042 | 8 | 15 | 7 | 82.9077 | 2.9077 | 27.9373 | 0 | 54.9704 | 0
2042 | 8 | 15 | 8 | 86.0377 | 6.0377 | 28.992 | 0 | 57.0457 | 0
2042 | 8 | 15 | 9 | 87.1479 | 7.1479 | 29.3661 | 0 | 57.7818 | 0
2042 | 8 | 15 | 10 | 84.522 | 4.522 | 28.4813 | 0 | 56.0407 | 0
2042 | 8 | 15 | 11 | 81.1648 | 1.1648 | 27.35 | 0 | 53.8148 | 0
2042 | 8 | 15 | 12 | 80.4185 | 0.41853 | 27.0985 | 0 | 53.32 | 0
2042 | 8 | 15 | 13 | 80.2001 | 0.2001 | 27.0249 | 0 | 53.1752 | 0
2042 | 8 | 15 | 14 | 80.9713 | 0.97131 | 27.2848 | 0 | 53.6865 | 0
2042 | 8 | 15 | 15 | 85.4333 | 5.4333 | 28.7884 | 0 | 56.645 | 0
2042 | 8 | 15 | 16 | 89.5443 | 9.5443 | 30.1736 | 0 | 59.3707 | 0
2042 | 8 | 15 | 17 | 97.2235 | 17.2235 | 32.7613 | 0 | 64.4622 | 0
2042 | 8 | 15 | 18 | 108.5365 | 28.5365 | 36.5734 | 0 | 71.9631 | 0
2042 | 8 | 15 | 19 | 111.7008 | 31.7008 | 37.6396 | 0.63965 | 74.0611 | 0
2042 | 8 | 15 | 20 | 111.6533 | 31.6533 | 37.6237 | 0.62366 | 74.0297 | 0
2042 | 8 | 15 | 21 | 108.6375 | 28.6375 | 36.6074 | 0 | 72.0301 | 0
2042 | 8 | 15 | 22 | 103.2983 | 23.2983 | 34.8083 | 0 | 68.49 | 0
2042 | 8 | 15 | 23 | 94.8613 | 14.8613 | 31.9653 | 0 | 62.896 | 0
2042 | 8 | 15 | 24 | 88.0185 | 8.0185 | 29.6595 | 0 | 58.359 | 0
2042 | 8 | 16 | 1 | 86.7863 | 6.7863 | 29.2442 | 0 | 57.542 | 0
2042 | 8 | 16 | 2 | 76.9102 | 0 | 25.9163 | 0 | 50.9939 | 0
2042 | 8 | 16 | 3 | 73.677 | 0 | 24.8268 | 0 | 48.8502 | 0
2042 | 8 | 16 | 4 | 71.9613 | 0 | 24.2487 | 0 | 47.7126 | 0
2042 | 8 | 16 | 5 | 72.0316 | 0 | 24.2724 | 0 | 47.7592 | 0
2042 | 8 | 16 | 6 | 73.2725 | 0 | 24.6905 | 0 | 48.582 | 0
2042 | 8 | 16 | 7 | 71.8176 | 0 | 24.2003 | 0 | 47.6173 | 0
2042 | 8 | 16 | 8 | 74.196 | 0 | 25.0017 | 0 | 49.1943 | 0
2042 | 8 | 16 | 9 | 79.4336 | 0 | 26.7666 | 0 | 52.667 | 0
2042 | 8 | 16 | 10 | 81.5498 | 1.5498 | 27.4797 | 0 | 54.0701 | 0
2042 | 8 | 16 | 11 | 80.4454 | 0.44544 | 27.1076 | 0 | 53.3379 | 0
2042 | 8 | 16 | 12 | 80.6663 | 0.66627 | 27.182 | 0 | 53.4843 | 0
2042 | 8 | 16 | 13 | 69.6482 | 0 | 23.4693 | 0 | 46.179 | 0
2042 | 8 | 16 | 14 | 70.1006 | 0 | 23.6217 | 0 | 46.4789 | 0
2042 | 8 | 16 | 15 | 73.4988 | 0 | 24.7668 | 0 | 48.732 | 0
2042 | 8 | 16 | 16 | 76.9403 | 0 | 25.9265 | 0 | 51.0139 | 0
2042 | 8 | 16 | 17 | 85.9419 | 5.9419 | 28.9597 | 0 | 56.9822 | 0
2042 | 8 | 16 | 18 | 99.8238 | 19.8238 | 33.6375 | 0 | 66.1863 | 0
2042 | 8 | 16 | 19 | 109.8079 | 29.8079 | 37.0018 | 0.0018121 | 72.8061 | 0
2042 | 8 | 16 | 20 | 111.4427 | 31.4427 | 37.5527 | 0.5527 | 73.89 | 0
2042 | 8 | 16 | 21 | 107.4731 | 27.4731 | 36.2151 | 0 | 71.2581 | 0
2042 | 8 | 16 | 22 | 100.8602 | 20.8602 | 33.9867 | 0 | 66.8735 | 0
2042 | 8 | 16 | 23 | 92.8256 | 12.8256 | 31.2793 | 0 | 61.5463 | 0
2042 | 8 | 16 | 24 | 85.4347 | 5.4347 | 28.7888 | 0 | 56.6459 | 0
2042 | 8 | 17 | 1 | 80.0968 | 0.096754 | 26.9901 | 0 | 53.1067 | 0
2042 | 8 | 17 | 2 | 75.3132 | 0 | 25.3782 | 0 | 49.935 | 0
2042 | 8 | 17 | 3 | 72.2659 | 0 | 24.3514 | 0 | 47.9146 | 0
2042 | 8 | 17 | 4 | 70.8274 | 0 | 23.8666 | 0 | 46.9608 | 0
2042 | 8 | 17 | 5 | 70.7141 | 0 | 23.8284 | 0 | 46.8857 | 0
2042 | 8 | 17 | 6 | 72.0195 | 0 | 24.2683 | 0 | 47.7512 | 0
2042 | 8 | 17 | 7 | 77.363 | 0 | 26.0689 | 0 | 51.2941 | 0
2042 | 8 | 17 | 8 | 79.5965 | 0 | 26.8215 | 0 | 52.775 | 0
2042 | 8 | 17 | 9 | 84.7071 | 4.7071 | 28.5436 | 0 | 56.1635 | 0
2042 | 8 | 17 | 10 | 88.8598 | 8.8598 | 29.943 | 0 | 58.9168 | 0
2042 | 8 | 17 | 11 | 88.4365 | 8.4365 | 29.8003 | 0 | 58.6362 | 0
2042 | 8 | 17 | 12 | 87.3767 | 7.3767 | 29.4432 | 0 | 57.9335 | 0
2042 | 8 | 17 | 13 | 83.8866 | 3.8866 | 28.2671 | 0 | 55.6194 | 0
2042 | 8 | 17 | 14 | 85.2561 | 5.2561 | 28.7286 | 0 | 56.5275 | 0
2042 | 8 | 17 | 15 | 88.5418 | 8.5418 | 29.8358 | 0 | 58.706 | 0
2042 | 8 | 17 | 16 | 90.5399 | 10.5399 | 30.5091 | 0 | 60.0308 | 0
2042 | 8 | 17 | 17 | 98.0813 | 18.0813 | 33.0503 | 0 | 65.031 | 0
2042 | 8 | 17 | 18 | 109.8068 | 29.8068 | 37.0014 | 0.0014391 | 72.8054 | 0
2042 | 8 | 17 | 19 | 115.6936 | 35.6936 | 38.9851 | 1.9851 | 76.7085 | 0
2042 | 8 | 17 | 20 | 112.9927 | 32.9927 | 38.075 | 1.075 | 74.9177 | 0
2042 | 8 | 17 | 21 | 109.8498 | 29.8498 | 37.0159 | 0.015916 | 72.8338 | 0
2042 | 8 | 17 | 22 | 104.2264 | 24.2264 | 35.121 | 0 | 69.1054 | 0
2042 | 8 | 17 | 23 | 96.0515 | 16.0515 | 32.3663 | 0 | 63.6851 | 0
2042 | 8 | 17 | 24 | 88.9912 | 8.9912 | 29.9873 | 0 | 59.004 | 0
2042 | 8 | 18 | 1 | 84.4411 | 4.4411 | 28.454 | 0 | 55.9871 | 0
2042 | 8 | 18 | 2 | 87.7313 | 7.7313 | 29.5627 | 0 | 58.1686 | 0
2042 | 8 | 18 | 3 | 85.321 | 5.321 | 28.7505 | 0 | 56.5705 | 0
2042 | 8 | 18 | 4 | 84.3811 | 4.3811 | 28.4338 | 0 | 55.9473 | 0
2042 | 8 | 18 | 5 | 84.847 | 4.847 | 28.5908 | 0 | 56.2562 | 0
2042 | 8 | 18 | 6 | 87.1705 | 7.1705 | 29.3737 | 0 | 57.7968 | 0
2042 | 8 | 18 | 7 | 87.3483 | 7.3483 | 29.4336 | 0 | 57.9147 | 0
2042 | 8 | 18 | 8 | 91.6099 | 11.6099 | 30.8696 | 0 | 60.7402 | 0
2042 | 8 | 18 | 9 | 92.9017 | 12.9017 | 31.305 | 0 | 61.5967 | 0
2042 | 8 | 18 | 10 | 90.6646 | 10.6646 | 30.5511 | 0 | 60.1135 | 0
2042 | 8 | 18 | 11 | 88.3536 | 8.3536 | 29.7724 | 0 | 58.5812 | 0
2042 | 8 | 18 | 12 | 89.2076 | 9.2076 | 30.0601 | 0 | 59.1474 | 0
2042 | 8 | 18 | 13 | 87.72 | 7.72 | 29.5589 | 0 | 58.1611 | 0
2042 | 8 | 18 | 14 | 90.0245 | 10.0245 | 30.3354 | 0 | 59.6891 | 0
2042 | 8 | 18 | 15 | 94.9296 | 14.9296 | 31.9883 | 0 | 62.9413 | 0
2042 | 8 | 18 | 16 | 100.5009 | 20.5009 | 33.8656 | 0 | 66.6352 | 0
2042 | 8 | 18 | 17 | 110.5933 | 30.5933 | 37.2665 | 0.26648 | 73.3269 | 0
2042 | 8 | 18 | 18 | 122.9495 | 42.9495 | 41.4301 | 4.4301 | 81.5194 | 0
2042 | 8 | 18 | 19 | 132.2928 | 52.2928 | 44.5785 | 7.5785 | 87.7143 | 0
2042 | 8 | 18 | 20 | 130.4461 | 50.4461 | 43.9562 | 6.9562 | 86.4898 | 0
2042 | 8 | 18 | 21 | 126.9349 | 46.9349 | 42.7731 | 5.7731 | 84.1618 | 0
2042 | 8 | 18 | 22 | 120.08 | 40.08 | 40.4632 | 3.4632 | 79.6168 | 0
2042 | 8 | 18 | 23 | 109.9546 | 29.9546 | 37.0512 | 0.05124 | 72.9033 | 0
2042 | 8 | 18 | 24 | 101.8005 | 21.8005 | 34.3036 | 0 | 67.4969 | 0
2042 | 8 | 19 | 1 | 91.7804 | 11.7804 | 30.9271 | 0 | 60.8533 | 0
2042 | 8 | 19 | 2 | 89.1843 | 9.1843 | 30.0523 | 0 | 59.132 | 0
2042 | 8 | 19 | 3 | 86.4282 | 6.4282 | 29.1236 | 0 | 57.3046 | 0
2042 | 8 | 19 | 4 | 85.0935 | 5.0935 | 28.6738 | 0 | 56.4196 | 0
2042 | 8 | 19 | 5 | 85.466 | 5.466 | 28.7994 | 0 | 56.6667 | 0
2042 | 8 | 19 | 6 | 88.1444 | 8.1444 | 29.7019 | 0 | 58.4425 | 0
2042 | 8 | 19 | 7 | 88.3471 | 8.3471 | 29.7702 | 0 | 58.5769 | 0
2042 | 8 | 19 | 8 | 91.9031 | 11.9031 | 30.9684 | 0 | 60.9346 | 0
2042 | 8 | 19 | 9 | 91.5571 | 11.5571 | 30.8519 | 0 | 60.7052 | 0
2042 | 8 | 19 | 10 | 87.3106 | 7.3106 | 29.4209 | 0 | 57.8897 | 0
2042 | 8 | 19 | 11 | 84.3788 | 4.3788 | 28.433 | 0 | 55.9458 | 0
2042 | 8 | 19 | 12 | 86.5157 | 6.5157 | 29.1531 | 0 | 57.3626 | 0
2042 | 8 | 19 | 13 | 94.6093 | 14.6093 | 31.8803 | 0 | 62.7289 | 0
2042 | 8 | 19 | 14 | 96.5961 | 16.5961 | 32.5498 | 0 | 64.0462 | 0
2042 | 8 | 19 | 15 | 102.8707 | 22.8707 | 34.6642 | 0 | 68.2065 | 0
2042 | 8 | 19 | 16 | 108.7093 | 28.7093 | 36.6316 | 0 | 72.0777 | 0
2042 | 8 | 19 | 17 | 118.5261 | 38.5261 | 39.9396 | 2.9396 | 78.5865 | 0
2042 | 8 | 19 | 18 | 130.5155 | 50.5155 | 43.9796 | 6.9796 | 86.5359 | 0
2042 | 8 | 19 | 19 | 132.4749 | 52.4749 | 44.6399 | 7.6399 | 87.835 | 0
2042 | 8 | 19 | 20 | 134.9974 | 54.9974 | 45.4899 | 8.4899 | 89.5075 | 0
2042 | 8 | 19 | 21 | 130.9593 | 50.9593 | 44.1292 | 7.1292 | 86.8301 | 0
2042 | 8 | 19 | 22 | 123.2283 | 43.2283 | 41.524 | 4.524 | 81.7042 | 0
2042 | 8 | 19 | 23 | 111.7082 | 31.7082 | 37.6422 | 0.64216 | 74.0661 | 0
2042 | 8 | 19 | 24 | 102.2253 | 22.2253 | 34.4467 | 0 | 67.7786 | 0
2042 | 8 | 20 | 1 | 94.7862 | 14.7862 | 31.94 | 0 | 62.8463 | 0
2042 | 8 | 20 | 2 | 89.845 | 9.845 | 30.2749 | 0 | 59.5701 | 0
2042 | 8 | 20 | 3 | 86.6656 | 6.6656 | 29.2036 | 0 | 57.462 | 0
2042 | 8 | 20 | 4 | 85.1074 | 5.1074 | 28.6785 | 0 | 56.4289 | 0
2042 | 8 | 20 | 5 | 85.6603 | 5.6603 | 28.8648 | 0 | 56.7955 | 0
2042 | 8 | 20 | 6 | 88.392 | 8.392 | 29.7853 | 0 | 58.6067 | 0
2042 | 8 | 20 | 7 | 90.2092 | 10.2092 | 30.3977 | 0 | 59.8116 | 0
2042 | 8 | 20 | 8 | 94.6026 | 14.6026 | 31.8781 | 0 | 62.7245 | 0
2042 | 8 | 20 | 9 | 95.9841 | 15.9841 | 32.3436 | 0 | 63.6405 | 0
2042 | 8 | 20 | 10 | 94.2665 | 14.2665 | 31.7649 | 0 | 62.5017 | 0
2042 | 8 | 20 | 11 | 92.1311 | 12.1311 | 31.0453 | 0 | 61.0858 | 0
2042 | 8 | 20 | 12 | 91.7958 | 11.7958 | 30.9323 | 0 | 60.8635 | 0
2042 | 8 | 20 | 13 | 100.2058 | 20.2058 | 33.7662 | 0 | 66.4396 | 0
2042 | 8 | 20 | 14 | 102.7415 | 22.7415 | 34.6206 | 0 | 68.1208 | 0
2042 | 8 | 20 | 15 | 108.4922 | 28.4922 | 36.5584 | 0 | 71.9337 | 0
2042 | 8 | 20 | 16 | 113.7866 | 33.7866 | 38.3425 | 1.3425 | 75.4441 | 0
2042 | 8 | 20 | 17 | 123.1993 | 43.1993 | 41.5143 | 4.5143 | 81.685 | 0
2042 | 8 | 20 | 18 | 135.7597 | 55.7597 | 45.7467 | 8.7467 | 90.0129 | 0.012922
2042 | 8 | 20 | 19 | 143.7549 | 63.7549 | 48.4409 | 11.4409 | 95.314 | 5.314
2042 | 8 | 20 | 20 | 146.0252 | 66.0252 | 49.2059 | 12.2059 | 96.8193 | 6.8193
2042 | 8 | 20 | 21 | 141.7975 | 61.7975 | 47.7813 | 10.7813 | 94.0162 | 4.0162
2042 | 8 | 20 | 22 | 133.6567 | 53.6567 | 45.0381 | 8.0381 | 88.6186 | 0
2042 | 8 | 20 | 23 | 121.4047 | 41.4047 | 40.9096 | 3.9096 | 80.4952 | 0
2042 | 8 | 20 | 24 | 110.9927 | 30.9927 | 37.4011 | 0.40107 | 73.5917 | 0
2042 | 8 | 21 | 1 | 95.3645 | 15.3645 | 32.1349 | 0 | 63.2297 | 0
2042 | 8 | 21 | 2 | 97.9243 | 17.9243 | 32.9974 | 0 | 64.9269 | 0
2042 | 8 | 21 | 3 | 94.7542 | 14.7542 | 31.9292 | 0 | 62.825 | 0
2042 | 8 | 21 | 4 | 93.2646 | 13.2646 | 31.4273 | 0 | 61.8374 | 0
2042 | 8 | 21 | 5 | 93.0792 | 13.0792 | 31.3648 | 0 | 61.7145 | 0
2042 | 8 | 21 | 6 | 95.4159 | 15.4159 | 32.1522 | 0 | 63.2637 | 0
2042 | 8 | 21 | 7 | 94.3831 | 14.3831 | 31.8042 | 0 | 62.579 | 0
2042 | 8 | 21 | 8 | 98.9358 | 18.9358 | 33.3383 | 0 | 65.5975 | 0
2042 | 8 | 21 | 9 | 99.5459 | 19.5459 | 33.5438 | 0 | 66.0021 | 0
2042 | 8 | 21 | 10 | 96.6644 | 16.6644 | 32.5729 | 0 | 64.0915 | 0
2042 | 8 | 21 | 11 | 94.2608 | 14.2608 | 31.7629 | 0 | 62.4979 | 0
2042 | 8 | 21 | 12 | 95.3853 | 15.3853 | 32.1418 | 0 | 63.2434 | 0
2042 | 8 | 21 | 13 | 103.6289 | 23.6289 | 34.9197 | 0 | 68.7092 | 0
2042 | 8 | 21 | 14 | 106.6157 | 26.6157 | 35.9261 | 0 | 70.6896 | 0
2042 | 8 | 21 | 15 | 112.9951 | 32.9951 | 38.0758 | 1.0758 | 74.9193 | 0
2042 | 8 | 21 | 16 | 119.8379 | 39.8379 | 40.3816 | 3.3816 | 79.4563 | 0
2042 | 8 | 21 | 17 | 129.4757 | 49.4757 | 43.6292 | 6.6292 | 85.8464 | 0
2042 | 8 | 21 | 18 | 142.3577 | 62.3577 | 47.9701 | 10.9701 | 94.3876 | 4.3876
2042 | 8 | 21 | 19 | 150.8881 | 70.8881 | 50.8445 | 13.8445 | 100.0435 | 10.0435
2042 | 8 | 21 | 20 | 151.7988 | 71.7988 | 51.1514 | 14.1514 | 100.6474 | 10.6474
2042 | 8 | 21 | 21 | 147.7368 | 67.7368 | 49.7827 | 12.7827 | 97.9541 | 7.9541
2042 | 8 | 21 | 22 | 139.7443 | 59.7443 | 47.0894 | 10.0894 | 92.6549 | 2.6549
2042 | 8 | 21 | 23 | 127.6833 | 47.6833 | 43.0253 | 6.0253 | 84.658 | 0
2042 | 8 | 21 | 24 | 117.0985 | 37.0985 | 39.4585 | 2.4585 | 77.64 | 0
2042 | 8 | 22 | 1 | 102.374 | 22.374 | 34.4968 | 0 | 67.8772 | 0
2042 | 8 | 22 | 2 | 102.0957 | 22.0957 | 34.403 | 0 | 67.6926 | 0
2042 | 8 | 22 | 3 | 98.9856 | 18.9856 | 33.355 | 0 | 65.6306 | 0
2042 | 8 | 22 | 4 | 97.7633 | 17.7633 | 32.9432 | 0 | 64.8201 | 0
2042 | 8 | 22 | 5 | 97.4127 | 17.4127 | 32.825 | 0 | 64.5877 | 0
2042 | 8 | 22 | 6 | 99.0837 | 19.0837 | 33.3881 | 0 | 65.6956 | 0
2042 | 8 | 22 | 7 | 96.4882 | 16.4882 | 32.5135 | 0 | 63.9747 | 0
2042 | 8 | 22 | 8 | 101.1935 | 21.1935 | 34.099 | 0 | 67.0945 | 0
2042 | 8 | 22 | 9 | 105.2885 | 25.2885 | 35.4789 | 0 | 69.8096 | 0
2042 | 8 | 22 | 10 | 106.6583 | 26.6583 | 35.9405 | 0 | 70.7178 | 0
2042 | 8 | 22 | 11 | 106.0467 | 26.0467 | 35.7344 | 0 | 70.3123 | 0
2042 | 8 | 22 | 12 | 105.6069 | 25.6069 | 35.5862 | 0 | 70.0207 | 0
2042 | 8 | 22 | 13 | 110.4261 | 30.4261 | 37.2101 | 0.21011 | 73.2159 | 0
2042 | 8 | 22 | 14 | 112.4948 | 32.4948 | 37.9072 | 0.90721 | 74.5876 | 0
2042 | 8 | 22 | 15 | 117.4399 | 37.4399 | 39.5736 | 2.5736 | 77.8663 | 0
2042 | 8 | 22 | 16 | 120.1001 | 40.1001 | 40.47 | 3.47 | 79.6301 | 0
2042 | 8 | 22 | 17 | 125.7735 | 45.7735 | 42.3817 | 5.3817 | 83.3918 | 0
2042 | 8 | 22 | 18 | 133.8145 | 53.8145 | 45.0913 | 8.0913 | 88.7232 | 0
2042 | 8 | 22 | 19 | 138.2375 | 58.2375 | 46.5817 | 9.5817 | 91.6558 | 1.6558
2042 | 8 | 22 | 20 | 136.9262 | 56.9262 | 46.1398 | 9.1398 | 90.7864 | 0.78639
2042 | 8 | 22 | 21 | 133.2505 | 53.2505 | 44.9012 | 7.9012 | 88.3492 | 0
2042 | 8 | 22 | 22 | 126.5937 | 46.5937 | 42.6581 | 5.6581 | 83.9356 | 0
2042 | 8 | 22 | 23 | 116.5054 | 36.5054 | 39.2586 | 2.2586 | 77.2467 | 0
2042 | 8 | 22 | 24 | 107.8504 | 27.8504 | 36.3422 | 0 | 71.5082 | 0
2042 | 8 | 23 | 1 | 97.7182 | 17.7182 | 32.9279 | 0 | 64.7902 | 0
2042 | 8 | 23 | 2 | 98.4948 | 18.4948 | 33.1897 | 0 | 65.3052 | 0
2042 | 8 | 23 | 3 | 94.7081 | 14.7081 | 31.9136 | 0 | 62.7944 | 0
2042 | 8 | 23 | 4 | 92.7087 | 12.7087 | 31.2399 | 0 | 61.4688 | 0
2042 | 8 | 23 | 5 | 91.5955 | 11.5955 | 30.8648 | 0 | 60.7307 | 0
2042 | 8 | 23 | 6 | 91.9144 | 11.9144 | 30.9723 | 0 | 60.9422 | 0
2042 | 8 | 23 | 7 | 90.5717 | 10.5717 | 30.5198 | 0 | 60.0519 | 0
2042 | 8 | 23 | 8 | 93.1836 | 13.1836 | 31.4 | 0 | 61.7837 | 0
2042 | 8 | 23 | 9 | 97.7881 | 17.7881 | 32.9515 | 0 | 64.8366 | 0
2042 | 8 | 23 | 10 | 102.0344 | 22.0344 | 34.3824 | 0 | 67.652 | 0
2042 | 8 | 23 | 11 | 103.624 | 23.624 | 34.918 | 0 | 68.706 | 0
2042 | 8 | 23 | 12 | 104.4184 | 24.4184 | 35.1857 | 0 | 69.2327 | 0
2042 | 8 | 23 | 13 | 100.9387 | 20.9387 | 34.0132 | 0 | 66.9255 | 0
2042 | 8 | 23 | 14 | 102.3536 | 22.3536 | 34.49 | 0 | 67.8637 | 0
2042 | 8 | 23 | 15 | 106.6337 | 26.6337 | 35.9322 | 0 | 70.7015 | 0
2042 | 8 | 23 | 16 | 108.8445 | 28.8445 | 36.6772 | 0 | 72.1673 | 0
2042 | 8 | 23 | 17 | 114.6216 | 34.6216 | 38.6239 | 1.6239 | 75.9977 | 0
2042 | 8 | 23 | 18 | 123.1436 | 43.1436 | 41.4955 | 4.4955 | 81.6481 | 0
2042 | 8 | 23 | 19 | 124.4184 | 44.4184 | 41.9251 | 4.9251 | 82.4933 | 0
2042 | 8 | 23 | 20 | 121.1117 | 41.1117 | 40.8108 | 3.8108 | 80.3009 | 0
2042 | 8 | 23 | 21 | 116.9511 | 36.9511 | 39.4088 | 2.4088 | 77.5422 | 0
2042 | 8 | 23 | 22 | 110.3052 | 30.3052 | 37.1694 | 0.1694 | 73.1358 | 0
2042 | 8 | 23 | 23 | 102.3653 | 22.3653 | 34.4939 | 0 | 67.8714 | 0
2042 | 8 | 23 | 24 | 95.6735 | 15.6735 | 32.239 | 0 | 63.4345 | 0
2042 | 8 | 24 | 1 | 93.1313 | 13.1313 | 31.3823 | 0 | 61.749 | 0
2042 | 8 | 24 | 2 | 86.7207 | 6.7207 | 29.2222 | 0 | 57.4986 | 0
2042 | 8 | 24 | 3 | 83.2889 | 3.2889 | 28.0658 | 0 | 55.2232 | 0
2042 | 8 | 24 | 4 | 81.5472 | 1.5472 | 27.4789 | 0 | 54.0684 | 0
2042 | 8 | 24 | 5 | 80.7696 | 0.76956 | 27.2168 | 0 | 53.5528 | 0
2042 | 8 | 24 | 6 | 81.8747 | 1.8747 | 27.5892 | 0 | 54.2855 | 0
2042 | 8 | 24 | 7 | 79.6775 | 0 | 26.8488 | 0 | 52.8287 | 0
2042 | 8 | 24 | 8 | 81.6419 | 1.6419 | 27.5108 | 0 | 54.1312 | 0
2042 | 8 | 24 | 9 | 83.6711 | 3.6711 | 28.1945 | 0 | 55.4765 | 0
2042 | 8 | 24 | 10 | 83.8216 | 3.8216 | 28.2452 | 0 | 55.5763 | 0
2042 | 8 | 24 | 11 | 82.5237 | 2.5237 | 27.8079 | 0 | 54.7158 | 0
2042 | 8 | 24 | 12 | 84.8378 | 4.8378 | 28.5877 | 0 | 56.2501 | 0
2042 | 8 | 24 | 13 | 84.5658 | 4.5658 | 28.496 | 0 | 56.0698 | 0
2042 | 8 | 24 | 14 | 87.1885 | 7.1885 | 29.3798 | 0 | 57.8087 | 0
2042 | 8 | 24 | 15 | 92.7904 | 12.7904 | 31.2674 | 0 | 61.5229 | 0
2042 | 8 | 24 | 16 | 99.6545 | 19.6545 | 33.5804 | 0 | 66.0741 | 0
2042 | 8 | 24 | 17 | 110.6921 | 30.6921 | 37.2998 | 0.29975 | 73.3923 | 0
2042 | 8 | 24 | 18 | 125.503 | 45.503 | 42.2906 | 5.2906 | 83.2124 | 0
2042 | 8 | 24 | 19 | 128.1916 | 48.1916 | 43.1966 | 6.1966 | 84.9951 | 0
2042 | 8 | 24 | 20 | 128.3478 | 48.3478 | 43.2492 | 6.2492 | 85.0986 | 0
2042 | 8 | 24 | 21 | 123.5919 | 43.5919 | 41.6466 | 4.6466 | 81.9453 | 0
2042 | 8 | 24 | 22 | 115.6001 | 35.6001 | 38.9536 | 1.9536 | 76.6465 | 0
2042 | 8 | 24 | 23 | 105.4774 | 25.4774 | 35.5426 | 0 | 69.9348 | 0
2042 | 8 | 24 | 24 | 97.3663 | 17.3663 | 32.8094 | 0 | 64.5569 | 0
2042 | 8 | 25 | 1 | 92.5706 | 12.5706 | 31.1934 | 0 | 61.3772 | 0
2042 | 8 | 25 | 2 | 90.1025 | 10.1025 | 30.3617 | 0 | 59.7408 | 0
2042 | 8 | 25 | 3 | 87.0951 | 7.0951 | 29.3483 | 0 | 57.7468 | 0
2042 | 8 | 25 | 4 | 85.7181 | 5.7181 | 28.8843 | 0 | 56.8338 | 0
2042 | 8 | 25 | 5 | 85.8923 | 5.8923 | 28.943 | 0 | 56.9493 | 0
2042 | 8 | 25 | 6 | 88.8413 | 8.8413 | 29.9367 | 0 | 58.9045 | 0
2042 | 8 | 25 | 7 | 93.1278 | 13.1278 | 31.3811 | 0 | 61.7466 | 0
2042 | 8 | 25 | 8 | 97.7218 | 17.7218 | 32.9292 | 0 | 64.7926 | 0
2042 | 8 | 25 | 9 | 98.5383 | 18.5383 | 33.2043 | 0 | 65.334 | 0
2042 | 8 | 25 | 10 | 96.5026 | 16.5026 | 32.5184 | 0 | 63.9843 | 0
2042 | 8 | 25 | 11 | 94.5245 | 14.5245 | 31.8518 | 0 | 62.6727 | 0
2042 | 8 | 25 | 12 | 94.21 | 14.21 | 31.7458 | 0 | 62.4642 | 0
2042 | 8 | 25 | 13 | 105.7139 | 25.7139 | 35.6223 | 0 | 70.0916 | 0
2042 | 8 | 25 | 14 | 109.129 | 29.129 | 36.7731 | 0 | 72.356 | 0
2042 | 8 | 25 | 15 | 115.5489 | 35.5489 | 38.9363 | 1.9363 | 76.6125 | 0
2042 | 8 | 25 | 16 | 121.3727 | 41.3727 | 40.8988 | 3.8988 | 80.4739 | 0
2042 | 8 | 25 | 17 | 130.4514 | 50.4514 | 43.958 | 6.958 | 86.4934 | 0
2042 | 8 | 25 | 18 | 141.6708 | 61.6708 | 47.7386 | 10.7386 | 93.9322 | 3.9322
2042 | 8 | 25 | 19 | 141.4391 | 61.4391 | 47.6605 | 10.6605 | 93.7786 | 3.7786
2042 | 8 | 25 | 20 | 142.296 | 62.296 | 47.9493 | 10.9493 | 94.3467 | 4.3467
2042 | 8 | 25 | 21 | 137.9344 | 57.9344 | 46.4796 | 9.4796 | 91.4549 | 1.4549
2042 | 8 | 25 | 22 | 129.5034 | 49.5034 | 43.6386 | 6.6386 | 85.8648 | 0
2042 | 8 | 25 | 23 | 117.8077 | 37.8077 | 39.6975 | 2.6975 | 78.1102 | 0
2042 | 8 | 25 | 24 | 108.3546 | 28.3546 | 36.5121 | 0 | 71.8425 | 0
2042 | 8 | 26 | 1 | 97.8261 | 17.8261 | 32.9643 | 0 | 64.8618 | 0
2042 | 8 | 26 | 2 | 99.6158 | 19.6158 | 33.5674 | 0 | 66.0484 | 0
2042 | 8 | 26 | 3 | 96.8341 | 16.8341 | 32.63 | 0 | 64.204 | 0
2042 | 8 | 26 | 4 | 95.5851 | 15.5851 | 32.2092 | 0 | 63.3759 | 0
2042 | 8 | 26 | 5 | 95.3382 | 15.3382 | 32.126 | 0 | 63.2122 | 0
2042 | 8 | 26 | 6 | 97.379 | 17.379 | 32.8137 | 0 | 64.5653 | 0
2042 | 8 | 26 | 7 | 97.0517 | 17.0517 | 32.7034 | 0 | 64.3483 | 0
2042 | 8 | 26 | 8 | 100.7225 | 20.7225 | 33.9403 | 0 | 66.7822 | 0
2042 | 8 | 26 | 9 | 99.9537 | 19.9537 | 33.6813 | 0 | 66.2725 | 0
2042 | 8 | 26 | 10 | 96.0558 | 16.0558 | 32.3678 | 0 | 63.688 | 0
2042 | 8 | 26 | 11 | 93.4301 | 13.4301 | 31.483 | 0 | 61.9471 | 0
2042 | 8 | 26 | 12 | 95.572 | 15.572 | 32.2048 | 0 | 63.3673 | 0
2042 | 8 | 26 | 13 | 99.0904 | 19.0904 | 33.3903 | 0 | 65.7 | 0
2042 | 8 | 26 | 14 | 101.3339 | 21.3339 | 34.1463 | 0 | 67.1875 | 0
2042 | 8 | 26 | 15 | 107.3212 | 27.3212 | 36.1639 | 0 | 71.1573 | 0
2042 | 8 | 26 | 16 | 112.8381 | 32.8381 | 38.0229 | 1.0229 | 74.8152 | 0
2042 | 8 | 26 | 17 | 122.6761 | 42.6761 | 41.338 | 4.338 | 81.3381 | 0
2042 | 8 | 26 | 18 | 134.1111 | 54.1111 | 45.1912 | 8.1912 | 88.9199 | 0
2042 | 8 | 26 | 19 | 140.6485 | 60.6485 | 47.3941 | 10.3941 | 93.2544 | 3.2544
2042 | 8 | 26 | 20 | 141.0424 | 61.0424 | 47.5269 | 10.5269 | 93.5155 | 3.5155
2042 | 8 | 26 | 21 | 137.593 | 57.593 | 46.3645 | 9.3645 | 91.2285 | 1.2285
2042 | 8 | 26 | 22 | 129.5759 | 49.5759 | 43.663 | 6.663 | 85.9129 | 0
2042 | 8 | 26 | 23 | 118.1296 | 38.1296 | 39.806 | 2.806 | 78.3236 | 0
2042 | 8 | 26 | 24 | 108.9692 | 28.9692 | 36.7192 | 0 | 72.25 | 0
2042 | 8 | 27 | 1 | 96.9948 | 16.9948 | 32.6842 | 0 | 64.3106 | 0
2042 | 8 | 27 | 2 | 92.073 | 12.073 | 31.0257 | 0 | 61.0473 | 0
2042 | 8 | 27 | 3 | 89.1837 | 9.1837 | 30.0521 | 0 | 59.1316 | 0
2042 | 8 | 27 | 4 | 87.7296 | 7.7296 | 29.5621 | 0 | 58.1675 | 0
2042 | 8 | 27 | 5 | 88.1391 | 8.1391 | 29.7001 | 0 | 58.439 | 0
2042 | 8 | 27 | 6 | 90.5938 | 10.5938 | 30.5273 | 0 | 60.0665 | 0
2042 | 8 | 27 | 7 | 93.1473 | 13.1473 | 31.3877 | 0 | 61.7596 | 0
2042 | 8 | 27 | 8 | 97.3383 | 17.3383 | 32.7999 | 0 | 64.5383 | 0
2042 | 8 | 27 | 9 | 99.3185 | 19.3185 | 33.4672 | 0 | 65.8513 | 0
2042 | 8 | 27 | 10 | 98.5076 | 18.5076 | 33.194 | 0 | 65.3137 | 0
2042 | 8 | 27 | 11 | 97.3876 | 17.3876 | 32.8166 | 0 | 64.571 | 0
2042 | 8 | 27 | 12 | 98.0581 | 18.0581 | 33.0425 | 0 | 65.0156 | 0
2042 | 8 | 27 | 13 | 97.4569 | 17.4569 | 32.8399 | 0 | 64.617 | 0
2042 | 8 | 27 | 14 | 99.774 | 19.774 | 33.6207 | 0 | 66.1533 | 0
2042 | 8 | 27 | 15 | 104.8552 | 24.8552 | 35.3329 | 0 | 69.5223 | 0
2042 | 8 | 27 | 16 | 109.389 | 29.389 | 36.8607 | 0 | 72.5283 | 0
2042 | 8 | 27 | 17 | 117.7816 | 37.7816 | 39.6887 | 2.6887 | 78.0929 | 0
2042 | 8 | 27 | 18 | 128.6598 | 48.6598 | 43.3543 | 6.3543 | 85.3055 | 0
2042 | 8 | 27 | 19 | 133.5238 | 53.5238 | 44.9933 | 7.9933 | 88.5305 | 0
2042 | 8 | 27 | 20 | 133.6943 | 53.6943 | 45.0508 | 8.0508 | 88.6435 | 0
2042 | 8 | 27 | 21 | 129.876 | 49.876 | 43.7641 | 6.7641 | 86.1119 | 0
2042 | 8 | 27 | 22 | 121.4303 | 41.4303 | 40.9182 | 3.9182 | 80.5121 | 0
2042 | 8 | 27 | 23 | 109.9453 | 29.9453 | 37.0481 | 0.048122 | 72.8972 | 0
2042 | 8 | 27 | 24 | 101.4892 | 21.4892 | 34.1987 | 0 | 67.2905 | 0
2042 | 8 | 28 | 1 | 93.054 | 13.054 | 31.3563 | 0 | 61.6977 | 0
2042 | 8 | 28 | 2 | 84.4239 | 4.4239 | 28.4482 | 0 | 55.9757 | 0
2042 | 8 | 28 | 3 | 81.7101 | 1.7101 | 27.5337 | 0 | 54.1764 | 0
2042 | 8 | 28 | 4 | 80.8396 | 0.8396 | 27.2404 | 0 | 53.5992 | 0
2042 | 8 | 28 | 5 | 81.112 | 1.112 | 27.3322 | 0 | 53.7798 | 0
2042 | 8 | 28 | 6 | 83.801 | 3.801 | 28.2383 | 0 | 55.5627 | 0
2042 | 8 | 28 | 7 | 84.2857 | 4.2857 | 28.4016 | 0 | 55.8841 | 0
2042 | 8 | 28 | 8 | 88.0082 | 8.0082 | 29.656 | 0 | 58.3522 | 0
2042 | 8 | 28 | 9 | 86.8114 | 6.8114 | 29.2527 | 0 | 57.5587 | 0
2042 | 8 | 28 | 10 | 81.6668 | 1.6668 | 27.5192 | 0 | 54.1477 | 0
2042 | 8 | 28 | 11 | 76.112 | 0 | 25.6474 | 0 | 50.4647 | 0
2042 | 8 | 28 | 12 | 73.3568 | 0 | 24.7189 | 0 | 48.6379 | 0
2042 | 8 | 28 | 13 | 68.9039 | 0 | 23.2184 | 0 | 45.6854 | 0
2042 | 8 | 28 | 14 | 70.9922 | 0 | 23.9221 | 0 | 47.0701 | 0
2042 | 8 | 28 | 15 | 75.5261 | 0 | 25.4499 | 0 | 50.0762 | 0
2042 | 8 | 28 | 16 | 83.1314 | 3.1314 | 28.0127 | 0 | 55.1187 | 0
2042 | 8 | 28 | 17 | 95.9115 | 15.9115 | 32.3192 | 0 | 63.5924 | 0
2042 | 8 | 28 | 18 | 112.2518 | 32.2518 | 37.8253 | 0.82532 | 74.4265 | 0
2042 | 8 | 28 | 19 | 117.7458 | 37.7458 | 39.6766 | 2.6766 | 78.0692 | 0
2042 | 8 | 28 | 20 | 120.7454 | 40.7454 | 40.6874 | 3.6874 | 80.058 | 0
2042 | 8 | 28 | 21 | 117.7139 | 37.7139 | 39.6659 | 2.6659 | 78.048 | 0
2042 | 8 | 28 | 22 | 109.2399 | 29.2399 | 36.8104 | 0 | 72.4295 | 0
2042 | 8 | 28 | 23 | 98.0621 | 18.0621 | 33.0438 | 0 | 65.0182 | 0
2042 | 8 | 28 | 24 | 90.8808 | 10.8808 | 30.624 | 0 | 60.2568 | 0
2042 | 8 | 29 | 1 | 83.0999 | 3.0999 | 28.002 | 0 | 55.0978 | 0
2042 | 8 | 29 | 2 | 83.0083 | 3.0083 | 27.9712 | 0 | 55.0371 | 0
2042 | 8 | 29 | 3 | 80.4493 | 0.44928 | 27.1089 | 0 | 53.3404 | 0
2042 | 8 | 29 | 4 | 79.1739 | 0 | 26.6791 | 0 | 52.4948 | 0
2042 | 8 | 29 | 5 | 80.0097 | 0.0096573 | 26.9607 | 0 | 53.0489 | 0
2042 | 8 | 29 | 6 | 83.6579 | 3.6579 | 28.1901 | 0 | 55.4678 | 0
2042 | 8 | 29 | 7 | 88.3763 | 8.3763 | 29.78 | 0 | 58.5962 | 0
2042 | 8 | 29 | 8 | 91.4366 | 11.4366 | 30.8113 | 0 | 60.6253 | 0
2042 | 8 | 29 | 9 | 91.1018 | 11.1018 | 30.6984 | 0 | 60.4033 | 0
2042 | 8 | 29 | 10 | 87.3932 | 7.3932 | 29.4487 | 0 | 57.9444 | 0
2042 | 8 | 29 | 11 | 84.6787 | 4.6787 | 28.5341 | 0 | 56.1446 | 0
2042 | 8 | 29 | 12 | 85.0502 | 5.0502 | 28.6592 | 0 | 56.3909 | 0
2042 | 8 | 29 | 13 | 89.5697 | 9.5697 | 30.1822 | 0 | 59.3875 | 0
2042 | 8 | 29 | 14 | 92.5603 | 12.5603 | 31.1899 | 0 | 61.3704 | 0
2042 | 8 | 29 | 15 | 100.4894 | 20.4894 | 33.8618 | 0 | 66.6277 | 0
2042 | 8 | 29 | 16 | 108.966 | 28.966 | 36.7181 | 0 | 72.2479 | 0
2042 | 8 | 29 | 17 | 119.1178 | 39.1178 | 40.1389 | 3.1389 | 78.9788 | 0
2042 | 8 | 29 | 18 | 131.8559 | 51.8559 | 44.4313 | 7.4313 | 87.4246 | 0
2042 | 8 | 29 | 19 | 139.376 | 59.376 | 46.9653 | 9.9653 | 92.4107 | 2.4107
2042 | 8 | 29 | 20 | 141.0375 | 61.0375 | 47.5252 | 10.5252 | 93.5123 | 3.5123
2042 | 8 | 29 | 21 | 136.3954 | 56.3954 | 45.961 | 8.961 | 90.4345 | 0.43447
2042 | 8 | 29 | 22 | 128.225 | 48.225 | 43.2078 | 6.2078 | 85.0172 | 0
2042 | 8 | 29 | 23 | 117.3567 | 37.3567 | 39.5455 | 2.5455 | 77.8112 | 0
2042 | 8 | 29 | 24 | 108.6278 | 28.6278 | 36.6042 | 0 | 72.0237 | 0
2042 | 8 | 30 | 1 | 94.6172 | 14.6172 | 31.883 | 0 | 62.7342 | 0
2042 | 8 | 30 | 2 | 88.9045 | 8.9045 | 29.958 | 0 | 58.9465 | 0
2042 | 8 | 30 | 3 | 84.7192 | 4.7192 | 28.5477 | 0 | 56.1715 | 0
2042 | 8 | 30 | 4 | 82.3477 | 2.3477 | 27.7486 | 0 | 54.5991 | 0
2042 | 8 | 30 | 5 | 81.8873 | 1.8873 | 27.5934 | 0 | 54.2938 | 0
2042 | 8 | 30 | 6 | 83.9409 | 3.9409 | 28.2854 | 0 | 55.6554 | 0
2042 | 8 | 30 | 7 | 82.8921 | 2.8921 | 27.932 | 0 | 54.9601 | 0
2042 | 8 | 30 | 8 | 86.0196 | 6.0196 | 28.9859 | 0 | 57.0337 | 0
2042 | 8 | 30 | 9 | 91.6305 | 11.6305 | 30.8766 | 0 | 60.7539 | 0
2042 | 8 | 30 | 10 | 93.8622 | 13.8622 | 31.6286 | 0 | 62.2336 | 0
2042 | 8 | 30 | 11 | 95.7353 | 15.7353 | 32.2598 | 0 | 63.4755 | 0
2042 | 8 | 30 | 12 | 99.7399 | 19.7399 | 33.6092 | 0 | 66.1307 | 0
2042 | 8 | 30 | 13 | 111.1593 | 31.1593 | 37.4572 | 0.45718 | 73.7021 | 0
2042 | 8 | 30 | 14 | 111.5616 | 31.5616 | 37.5928 | 0.59277 | 73.9689 | 0
2042 | 8 | 30 | 15 | 115.0333 | 35.0333 | 38.7626 | 1.7626 | 76.2707 | 0
2042 | 8 | 30 | 16 | 118.1422 | 38.1422 | 39.8102 | 2.8102 | 78.332 | 0
2042 | 8 | 30 | 17 | 123.8661 | 43.8661 | 41.739 | 4.739 | 82.1271 | 0
2042 | 8 | 30 | 18 | 133.2451 | 53.2451 | 44.8994 | 7.8994 | 88.3457 | 0
2042 | 8 | 30 | 19 | 133.5683 | 53.5683 | 45.0083 | 8.0083 | 88.56 | 0
2042 | 8 | 30 | 20 | 132.2919 | 52.2919 | 44.5782 | 7.5782 | 87.7137 | 0
2042 | 8 | 30 | 21 | 126.999 | 46.999 | 42.7947 | 5.7947 | 84.2043 | 0
2042 | 8 | 30 | 22 | 117.5238 | 37.5238 | 39.6018 | 2.6018 | 77.922 | 0
2042 | 8 | 30 | 23 | 108.3296 | 28.3296 | 36.5037 | 0 | 71.8259 | 0
2042 | 8 | 30 | 24 | 99.7309 | 19.7309 | 33.6062 | 0 | 66.1247 | 0
2042 | 8 | 31 | 1 | 97.1372 | 17.1372 | 32.7322 | 0 | 64.405 | 0
2042 | 8 | 31 | 2 | 86.3457 | 6.3457 | 29.0958 | 0 | 57.2499 | 0
2042 | 8 | 31 | 3 | 82.7214 | 2.7214 | 27.8745 | 0 | 54.8469 | 0
2042 | 8 | 31 | 4 | 80.3108 | 0.31076 | 27.0622 | 0 | 53.2486 | 0
2042 | 8 | 31 | 5 | 78.5993 | 0 | 26.4855 | 0 | 52.1138 | 0
2042 | 8 | 31 | 6 | 80.0158 | 0.015841 | 26.9628 | 0 | 53.053 | 0
2042 | 8 | 31 | 7 | 87.8287 | 7.8287 | 29.5955 | 0 | 58.2332 | 0
2042 | 8 | 31 | 8 | 91.702 | 11.702 | 30.9007 | 0 | 60.8013 | 0
2042 | 8 | 31 | 9 | 98.8859 | 18.8859 | 33.3214 | 0 | 65.5644 | 0
2042 | 8 | 31 | 10 | 105.3008 | 25.3008 | 35.4831 | 0 | 69.8177 | 0
2042 | 8 | 31 | 11 | 108.4961 | 28.4961 | 36.5598 | 0 | 71.9363 | 0
2042 | 8 | 31 | 12 | 109.4472 | 29.4472 | 36.8803 | 0 | 72.5669 | 0
2042 | 8 | 31 | 13 | 112.2105 | 32.2105 | 37.8114 | 0.81142 | 74.3991 | 0
2042 | 8 | 31 | 14 | 112.114 | 32.114 | 37.7789 | 0.77891 | 74.3351 | 0
2042 | 8 | 31 | 15 | 113.9882 | 33.9882 | 38.4104 | 1.4104 | 75.5777 | 0
2042 | 8 | 31 | 16 | 114.0501 | 34.0501 | 38.4313 | 1.4313 | 75.6188 | 0
2042 | 8 | 31 | 17 | 119.3896 | 39.3896 | 40.2305 | 3.2305 | 79.159 | 0
2042 | 8 | 31 | 18 | 126.7734 | 46.7734 | 42.7186 | 5.7186 | 84.0547 | 0
2042 | 8 | 31 | 19 | 127.2866 | 47.2866 | 42.8916 | 5.8916 | 84.395 | 0
2042 | 8 | 31 | 20 | 126.2758 | 46.2758 | 42.551 | 5.551 | 83.7248 | 0
2042 | 8 | 31 | 21 | 121.1426 | 41.1426 | 40.8213 | 3.8213 | 80.3214 | 0
2042 | 8 | 31 | 22 | 112.2863 | 32.2863 | 37.8369 | 0.83694 | 74.4493 | 0
2042 | 8 | 31 | 23 | 102.7736 | 22.7736 | 34.6315 | 0 | 68.1422 | 0
2042 | 8 | 31 | 24 | 95.7877 | 15.7877 | 32.2774 | 0 | 63.5102 | 0
2042 | 9 | 1 | 1 | 89.7788 | 9.7788 | 30.2526 | 0 | 59.5262 | 0
2042 | 9 | 1 | 2 | 80.0318 | 0.031838 | 26.9682 | 0 | 53.0636 | 0
2042 | 9 | 1 | 3 | 77.4414 | 0 | 26.0953 | 0 | 51.3461 | 0
2042 | 9 | 1 | 4 | 75.631 | 0 | 25.4853 | 0 | 50.1457 | 0
2042 | 9 | 1 | 5 | 75.5043 | 0 | 25.4426 | 0 | 50.0617 | 0
2042 | 9 | 1 | 6 | 76.2454 | 0 | 25.6923 | 0 | 50.5531 | 0
2042 | 9 | 1 | 7 | 79.5169 | 0 | 26.7947 | 0 | 52.7222 | 0
2042 | 9 | 1 | 8 | 80.5073 | 0.50732 | 27.1284 | 0 | 53.3789 | 0
2042 | 9 | 1 | 9 | 83.1144 | 3.1144 | 28.0069 | 0 | 55.1075 | 0
2042 | 9 | 1 | 10 | 83.0844 | 3.0844 | 27.9968 | 0 | 55.0876 | 0
2042 | 9 | 1 | 11 | 82.2265 | 2.2265 | 27.7078 | 0 | 54.5188 | 0
2042 | 9 | 1 | 12 | 82.5481 | 2.5481 | 27.8161 | 0 | 54.732 | 0
2042 | 9 | 1 | 13 | 77.6107 | 0 | 26.1524 | 0 | 51.4583 | 0
2042 | 9 | 1 | 14 | 79.7491 | 0 | 26.8729 | 0 | 52.8762 | 0
2042 | 9 | 1 | 15 | 87.4057 | 7.4057 | 29.453 | 0 | 57.9527 | 0
2042 | 9 | 1 | 16 | 91.111 | 11.111 | 30.7016 | 0 | 60.4095 | 0
2042 | 9 | 1 | 17 | 99.677 | 19.677 | 33.588 | 0 | 66.089 | 0
2042 | 9 | 1 | 18 | 111.6492 | 31.6492 | 37.6223 | 0.62227 | 74.0269 | 0
2042 | 9 | 1 | 19 | 112.8395 | 32.8395 | 38.0234 | 1.0234 | 74.8162 | 0
2042 | 9 | 1 | 20 | 113.8957 | 33.8957 | 38.3793 | 1.3793 | 75.5164 | 0
2042 | 9 | 1 | 21 | 112.2695 | 32.2695 | 37.8313 | 0.83129 | 74.4382 | 0
2042 | 9 | 1 | 22 | 105.2642 | 25.2642 | 35.4707 | 0 | 69.7935 | 0
2042 | 9 | 1 | 23 | 97.158 | 17.158 | 32.7392 | 0 | 64.4188 | 0
2042 | 9 | 1 | 24 | 90.189 | 10.189 | 30.3909 | 0 | 59.7982 | 0
2042 | 9 | 2 | 1 | 88.0957 | 8.0957 | 29.6855 | 0 | 58.4102 | 0
2042 | 9 | 2 | 2 | 83.5863 | 3.5863 | 28.1659 | 0 | 55.4203 | 0
2042 | 9 | 2 | 3 | 81.0075 | 1.0075 | 27.297 | 0 | 53.7105 | 0
2042 | 9 | 2 | 4 | 80.4317 | 0.43168 | 27.1029 | 0 | 53.3287 | 0
2042 | 9 | 2 | 5 | 81.0427 | 1.0427 | 27.3089 | 0 | 53.7339 | 0
2042 | 9 | 2 | 6 | 83.2221 | 3.2221 | 28.0432 | 0 | 55.1789 | 0
2042 | 9 | 2 | 7 | 89.4776 | 9.4776 | 30.1511 | 0 | 59.3264 | 0
2042 | 9 | 2 | 8 | 92.3102 | 12.3102 | 31.1056 | 0 | 61.2046 | 0
2042 | 9 | 2 | 9 | 88.9099 | 8.9099 | 29.9598 | 0 | 58.9501 | 0
2042 | 9 | 2 | 10 | 81.5351 | 1.5351 | 27.4748 | 0 | 54.0604 | 0
2042 | 9 | 2 | 11 | 74.2697 | 0 | 25.0266 | 0 | 49.2432 | 0
2042 | 9 | 2 | 12 | 71.2359 | 0 | 24.0043 | 0 | 47.2317 | 0
2042 | 9 | 2 | 13 | 76.7653 | 0 | 25.8675 | 0 | 50.8978 | 0
2042 | 9 | 2 | 14 | 77.5267 | 0 | 26.1241 | 0 | 51.4026 | 0
2042 | 9 | 2 | 15 | 83.2833 | 3.2833 | 28.0638 | 0 | 55.2194 | 0
2042 | 9 | 2 | 16 | 87.5275 | 7.5275 | 29.494 | 0 | 58.0335 | 0
2042 | 9 | 2 | 17 | 96.1004 | 16.1004 | 32.3828 | 0 | 63.7176 | 0
2042 | 9 | 2 | 18 | 108.6392 | 28.6392 | 36.608 | 0 | 72.0312 | 0
2042 | 9 | 2 | 19 | 114.6753 | 34.6753 | 38.642 | 1.642 | 76.0333 | 0
2042 | 9 | 2 | 20 | 118.2734 | 38.2734 | 39.8544 | 2.8544 | 78.419 | 0
2042 | 9 | 2 | 21 | 116.8014 | 36.8014 | 39.3584 | 2.3584 | 77.443 | 0
2042 | 9 | 2 | 22 | 108.844 | 28.844 | 36.677 | 0 | 72.167 | 0
2042 | 9 | 2 | 23 | 97.7302 | 17.7302 | 32.932 | 0 | 64.7982 | 0
2042 | 9 | 2 | 24 | 89.881 | 9.881 | 30.2871 | 0 | 59.5939 | 0
2042 | 9 | 3 | 1 | 81.177 | 1.177 | 27.3541 | 0 | 53.8229 | 0
2042 | 9 | 3 | 2 | 85.6624 | 5.6624 | 28.8655 | 0 | 56.7969 | 0
2042 | 9 | 3 | 3 | 83.3674 | 3.3674 | 28.0922 | 0 | 55.2752 | 0
2042 | 9 | 3 | 4 | 82.3392 | 2.3392 | 27.7457 | 0 | 54.5935 | 0
2042 | 9 | 3 | 5 | 83.6321 | 3.6321 | 28.1814 | 0 | 55.4507 | 0
2042 | 9 | 3 | 6 | 86.861 | 6.861 | 29.2694 | 0 | 57.5916 | 0
2042 | 9 | 3 | 7 | 88.0738 | 8.0738 | 29.6781 | 0 | 58.3957 | 0
2042 | 9 | 3 | 8 | 92.0512 | 12.0512 | 31.0184 | 0 | 61.0328 | 0
2042 | 9 | 3 | 9 | 91.004 | 11.004 | 30.6655 | 0 | 60.3385 | 0
2042 | 9 | 3 | 10 | 86.5188 | 6.5188 | 29.1541 | 0 | 57.3647 | 0
2042 | 9 | 3 | 11 | 82.5669 | 2.5669 | 27.8224 | 0 | 54.7444 | 0
2042 | 9 | 3 | 12 | 82.4469 | 2.4469 | 27.782 | 0 | 54.6649 | 0
2042 | 9 | 3 | 13 | 81.835 | 1.835 | 27.5758 | 0 | 54.2592 | 0
2042 | 9 | 3 | 14 | 84.2636 | 4.2636 | 28.3942 | 0 | 55.8694 | 0
2042 | 9 | 3 | 15 | 92.4583 | 12.4583 | 31.1555 | 0 | 61.3027 | 0
2042 | 9 | 3 | 16 | 101.6728 | 21.6728 | 34.2605 | 0 | 67.4122 | 0
2042 | 9 | 3 | 17 | 113.3882 | 33.3882 | 38.2083 | 1.2083 | 75.1799 | 0
2042 | 9 | 3 | 18 | 128.8051 | 48.8051 | 43.4033 | 6.4033 | 85.4018 | 0
2042 | 9 | 3 | 19 | 131.4795 | 51.4795 | 44.3045 | 7.3045 | 87.1751 | 0
2042 | 9 | 3 | 20 | 132.0118 | 52.0118 | 44.4838 | 7.4838 | 87.528 | 0
2042 | 9 | 3 | 21 | 128.7879 | 48.7879 | 43.3975 | 6.3975 | 85.3904 | 0
2042 | 9 | 3 | 22 | 119.9066 | 39.9066 | 40.4048 | 3.4048 | 79.5018 | 0
2042 | 9 | 3 | 23 | 108.6304 | 28.6304 | 36.605 | 0 | 72.0254 | 0
2042 | 9 | 3 | 24 | 99.5511 | 19.5511 | 33.5456 | 0 | 66.0055 | 0
2042 | 9 | 4 | 1 | 93.6879 | 13.6879 | 31.5699 | 0 | 62.118 | 0
2042 | 9 | 4 | 2 | 91.6008 | 11.6008 | 30.8666 | 0 | 60.7342 | 0
2042 | 9 | 4 | 3 | 88.385 | 8.385 | 29.783 | 0 | 58.602 | 0
2042 | 9 | 4 | 4 | 87.5354 | 7.5354 | 29.4967 | 0 | 58.0387 | 0
2042 | 9 | 4 | 5 | 88.13 | 8.13 | 29.6971 | 0 | 58.433 | 0
2042 | 9 | 4 | 6 | 90.9947 | 10.9947 | 30.6624 | 0 | 60.3324 | 0
2042 | 9 | 4 | 7 | 93.1986 | 13.1986 | 31.405 | 0 | 61.7936 | 0
2042 | 9 | 4 | 8 | 99.1168 | 19.1168 | 33.3992 | 0 | 65.7175 | 0
2042 | 9 | 4 | 9 | 100.3225 | 20.3225 | 33.8055 | 0 | 66.517 | 0
2042 | 9 | 4 | 10 | 97.6712 | 17.6712 | 32.9121 | 0 | 64.7591 | 0
2042 | 9 | 4 | 11 | 94.3451 | 14.3451 | 31.7913 | 0 | 62.5537 | 0
2042 | 9 | 4 | 12 | 93.4114 | 13.4114 | 31.4767 | 0 | 61.9347 | 0
2042 | 9 | 4 | 13 | 99.4125 | 19.4125 | 33.4989 | 0 | 65.9136 | 0
2042 | 9 | 4 | 14 | 100.8528 | 20.8528 | 33.9842 | 0 | 66.8686 | 0
2042 | 9 | 4 | 15 | 108.0412 | 28.0412 | 36.4065 | 0 | 71.6347 | 0
2042 | 9 | 4 | 16 | 115.4889 | 35.4889 | 38.9161 | 1.9161 | 76.5727 | 0
2042 | 9 | 4 | 17 | 125.3541 | 45.3541 | 42.2404 | 5.2404 | 83.1137 | 0
2042 | 9 | 4 | 18 | 139.2613 | 59.2613 | 46.9267 | 9.9267 | 92.3346 | 2.3346
2042 | 9 | 4 | 19 | 147.2199 | 67.2199 | 49.6085 | 12.6085 | 97.6114 | 7.6114
2042 | 9 | 4 | 20 | 148.6576 | 68.6576 | 50.0929 | 13.0929 | 98.5647 | 8.5647
2042 | 9 | 4 | 21 | 144.9519 | 64.9519 | 48.8442 | 11.8442 | 96.1076 | 6.1076
2042 | 9 | 4 | 22 | 135.0974 | 55.0974 | 45.5236 | 8.5236 | 89.5738 | 0
2042 | 9 | 4 | 23 | 122.8326 | 42.8326 | 41.3907 | 4.3907 | 81.4419 | 0
2042 | 9 | 4 | 24 | 111.8931 | 31.8931 | 37.7045 | 0.70445 | 74.1886 | 0
2042 | 9 | 5 | 1 | 97.9905 | 17.9905 | 33.0197 | 0 | 64.9708 | 0
2042 | 9 | 5 | 2 | 96.4289 | 16.4289 | 32.4935 | 0 | 63.9354 | 0
2042 | 9 | 5 | 3 | 94.1498 | 14.1498 | 31.7255 | 0 | 62.4242 | 0
2042 | 9 | 5 | 4 | 93.9232 | 13.9232 | 31.6492 | 0 | 62.274 | 0
2042 | 9 | 5 | 5 | 94.2802 | 14.2802 | 31.7695 | 0 | 62.5107 | 0
2042 | 9 | 5 | 6 | 95.9552 | 15.9552 | 32.3339 | 0 | 63.6213 | 0
2042 | 9 | 5 | 7 | 91.7051 | 11.7051 | 30.9018 | 0 | 60.8034 | 0
2042 | 9 | 5 | 8 | 97.642 | 17.642 | 32.9023 | 0 | 64.7397 | 0
2042 | 9 | 5 | 9 | 101.2403 | 21.2403 | 34.1148 | 0 | 67.1255 | 0
2042 | 9 | 5 | 10 | 100.9911 | 20.9911 | 34.0308 | 0 | 66.9603 | 0
2042 | 9 | 5 | 11 | 96.6214 | 16.6214 | 32.5584 | 0 | 64.063 | 0
2042 | 9 | 5 | 12 | 93.4619 | 13.4619 | 31.4937 | 0 | 61.9682 | 0
2042 | 9 | 5 | 13 | 92.9792 | 12.9792 | 31.3311 | 0 | 61.6481 | 0
2042 | 9 | 5 | 14 | 91.0485 | 11.0485 | 30.6805 | 0 | 60.368 | 0
2042 | 9 | 5 | 15 | 91.4889 | 11.4889 | 30.8289 | 0 | 60.66 | 0
2042 | 9 | 5 | 16 | 90.1415 | 10.1415 | 30.3749 | 0 | 59.7667 | 0
2042 | 9 | 5 | 17 | 94.2262 | 14.2262 | 31.7513 | 0 | 62.4749 | 0
2042 | 9 | 5 | 18 | 99.3371 | 19.3371 | 33.4735 | 0 | 65.8636 | 0
2042 | 9 | 5 | 19 | 101.6709 | 21.6709 | 34.2599 | 0 | 67.411 | 0
2042 | 9 | 5 | 20 | 99.7625 | 19.7625 | 33.6168 | 0 | 66.1457 | 0
2042 | 9 | 5 | 21 | 98.1318 | 18.1318 | 33.0673 | 0 | 65.0645 | 0
2042 | 9 | 5 | 22 | 90.8182 | 10.8182 | 30.6029 | 0 | 60.2153 | 0
2042 | 9 | 5 | 23 | 83.5189 | 3.5189 | 28.1433 | 0 | 55.3757 | 0
2042 | 9 | 5 | 24 | 78.7886 | 0 | 26.5493 | 0 | 52.2393 | 0
2042 | 9 | 6 | 1 | 83.0986 | 3.0986 | 28.0016 | 0 | 55.097 | 0
2042 | 9 | 6 | 2 | 76.0632 | 0 | 25.6309 | 0 | 50.4323 | 0
2042 | 9 | 6 | 3 | 72.7032 | 0 | 24.4987 | 0 | 48.2045 | 0
2042 | 9 | 6 | 4 | 71.8142 | 0 | 24.1991 | 0 | 47.615 | 0
2042 | 9 | 6 | 5 | 72.7265 | 0 | 24.5065 | 0 | 48.2199 | 0
2042 | 9 | 6 | 6 | 73.5234 | 0 | 24.7751 | 0 | 48.7483 | 0
2042 | 9 | 6 | 7 | 75.0013 | 0 | 25.2731 | 0 | 49.7282 | 0
2042 | 9 | 6 | 8 | 78.4587 | 0 | 26.4381 | 0 | 52.0206 | 0
2042 | 9 | 6 | 9 | 82.4771 | 2.4771 | 27.7922 | 0 | 54.6849 | 0
2042 | 9 | 6 | 10 | 85.8313 | 5.8313 | 28.9224 | 0 | 56.9088 | 0
2042 | 9 | 6 | 11 | 82.8614 | 2.8614 | 27.9217 | 0 | 54.9397 | 0
2042 | 9 | 6 | 12 | 78.5556 | 0 | 26.4708 | 0 | 52.0848 | 0
2042 | 9 | 6 | 13 | 71.4642 | 0 | 24.0812 | 0 | 47.383 | 0
2042 | 9 | 6 | 14 | 72.1946 | 0 | 24.3273 | 0 | 47.8673 | 0
2042 | 9 | 6 | 15 | 76.2526 | 0 | 25.6947 | 0 | 50.5579 | 0
2042 | 9 | 6 | 16 | 76.9884 | 0 | 25.9427 | 0 | 51.0457 | 0
2042 | 9 | 6 | 17 | 82.2447 | 2.2447 | 27.7139 | 0 | 54.5308 | 0
2042 | 9 | 6 | 18 | 88.9938 | 8.9938 | 29.9881 | 0 | 59.0057 | 0
2042 | 9 | 6 | 19 | 94.9701 | 14.9701 | 32.0019 | 0 | 62.9681 | 0
2042 | 9 | 6 | 20 | 93.4744 | 13.4744 | 31.4979 | 0 | 61.9765 | 0
2042 | 9 | 6 | 21 | 91.1671 | 11.1671 | 30.7204 | 0 | 60.4467 | 0
2042 | 9 | 6 | 22 | 85.1005 | 5.1005 | 28.6762 | 0 | 56.4243 | 0
2042 | 9 | 6 | 23 | 78.646 | 0 | 26.5012 | 0 | 52.1448 | 0
2042 | 9 | 6 | 24 | 74.026 | 0 | 24.9444 | 0 | 49.0816 | 0
2042 | 9 | 7 | 1 | 73.8317 | 0 | 24.879 | 0 | 48.9527 | 0
2042 | 9 | 7 | 2 | 70.1121 | 0 | 23.6256 | 0 | 46.4865 | 0
2042 | 9 | 7 | 3 | 68.2278 | 0 | 22.9906 | 0 | 45.2372 | 0
2042 | 9 | 7 | 4 | 67.216 | 0 | 22.6497 | 0 | 44.5663 | 0
2042 | 9 | 7 | 5 | 67.3163 | 0 | 22.6835 | 0 | 44.6328 | 0
2042 | 9 | 7 | 6 | 69.1813 | 0 | 23.3119 | 0 | 45.8694 | 0
2042 | 9 | 7 | 7 | 69.6623 | 0 | 23.474 | 0 | 46.1883 | 0
2042 | 9 | 7 | 8 | 72.8044 | 0 | 24.5328 | 0 | 48.2716 | 0
2042 | 9 | 7 | 9 | 76.7895 | 0 | 25.8756 | 0 | 50.9138 | 0
2042 | 9 | 7 | 10 | 76.1379 | 0 | 25.6561 | 0 | 50.4818 | 0
2042 | 9 | 7 | 11 | 71.0877 | 0 | 23.9543 | 0 | 47.1334 | 0
2042 | 9 | 7 | 12 | 70.6261 | 0 | 23.7988 | 0 | 46.8273 | 0
2042 | 9 | 7 | 13 | 55.2836 | 0 | 18.6288 | 0 | 36.6548 | 0
2042 | 9 | 7 | 14 | 56.3215 | 0 | 18.9786 | 0 | 37.3429 | 0
2042 | 9 | 7 | 15 | 62.8256 | 0 | 21.1703 | 0 | 41.6554 | 0
2042 | 9 | 7 | 16 | 71.9587 | 0 | 24.2478 | 0 | 47.7109 | 0
2042 | 9 | 7 | 17 | 83.4642 | 3.4642 | 28.1248 | 0 | 55.3394 | 0
2042 | 9 | 7 | 18 | 100.4032 | 20.4032 | 33.8327 | 0 | 66.5705 | 0
2042 | 9 | 7 | 19 | 111.7899 | 31.7899 | 37.6697 | 0.66967 | 74.1202 | 0
2042 | 9 | 7 | 20 | 112.19 | 32.19 | 37.8045 | 0.80451 | 74.3855 | 0
2042 | 9 | 7 | 21 | 108.9253 | 28.9253 | 36.7044 | 0 | 72.2209 | 0
2042 | 9 | 7 | 22 | 100.5356 | 20.5356 | 33.8773 | 0 | 66.6583 | 0
2042 | 9 | 7 | 23 | 92.2859 | 12.2859 | 31.0975 | 0 | 61.1885 | 0
2042 | 9 | 7 | 24 | 85.5258 | 5.5258 | 28.8195 | 0 | 56.7063 | 0
2042 | 9 | 8 | 1 | 76.5928 | 0 | 25.8094 | 0 | 50.7834 | 0
2042 | 9 | 8 | 2 | 81.9584 | 1.9584 | 27.6174 | 0 | 54.341 | 0
2042 | 9 | 8 | 3 | 80.452 | 0.45204 | 27.1098 | 0 | 53.3422 | 0
2042 | 9 | 8 | 4 | 80.2731 | 0.27313 | 27.0495 | 0 | 53.2236 | 0
2042 | 9 | 8 | 5 | 81.4838 | 1.4838 | 27.4575 | 0 | 54.0263 | 0
2042 | 9 | 8 | 6 | 84.2376 | 4.2376 | 28.3854 | 0 | 55.8522 | 0
2042 | 9 | 8 | 7 | 85.6029 | 5.6029 | 28.8455 | 0 | 56.7574 | 0
2042 | 9 | 8 | 8 | 90.5732 | 10.5732 | 30.5203 | 0 | 60.0528 | 0
2042 | 9 | 8 | 9 | 89.2248 | 9.2248 | 30.0659 | 0 | 59.1588 | 0
2042 | 9 | 8 | 10 | 83.7737 | 3.7737 | 28.2291 | 0 | 55.5446 | 0
2042 | 9 | 8 | 11 | 78.2975 | 0 | 26.3838 | 0 | 51.9137 | 0
2042 | 9 | 8 | 12 | 77.671 | 0 | 26.1727 | 0 | 51.4983 | 0
2042 | 9 | 8 | 13 | 86.0017 | 6.0017 | 28.9799 | 0 | 57.0219 | 0
2042 | 9 | 8 | 14 | 86.4953 | 6.4953 | 29.1462 | 0 | 57.3491 | 0
2042 | 9 | 8 | 15 | 91.504 | 11.504 | 30.834 | 0 | 60.67 | 0
2042 | 9 | 8 | 16 | 96.5679 | 16.5679 | 32.5403 | 0 | 64.0275 | 0
2042 | 9 | 8 | 17 | 105.2729 | 25.2729 | 35.4737 | 0 | 69.7992 | 0
2042 | 9 | 8 | 18 | 115.7441 | 35.7441 | 39.0021 | 2.0021 | 76.742 | 0
2042 | 9 | 8 | 19 | 125.7261 | 45.7261 | 42.3657 | 5.3657 | 83.3603 | 0
2042 | 9 | 8 | 20 | 126.6109 | 46.6109 | 42.6639 | 5.6639 | 83.947 | 0
2042 | 9 | 8 | 21 | 122.8731 | 42.8731 | 41.4044 | 4.4044 | 81.4688 | 0
2042 | 9 | 8 | 22 | 113.3961 | 33.3961 | 38.2109 | 1.2109 | 75.1852 | 0
2042 | 9 | 8 | 23 | 103.2732 | 23.2732 | 34.7998 | 0 | 68.4734 | 0
2042 | 9 | 8 | 24 | 95.7611 | 15.7611 | 32.2685 | 0 | 63.4926 | 0
2042 | 9 | 9 | 1 | 85.742 | 5.742 | 28.8924 | 0 | 56.8496 | 0
2042 | 9 | 9 | 2 | 86.6306 | 6.6306 | 29.1918 | 0 | 57.4388 | 0
2042 | 9 | 9 | 3 | 84.7423 | 4.7423 | 28.5555 | 0 | 56.1868 | 0
2042 | 9 | 9 | 4 | 84.178 | 4.178 | 28.3654 | 0 | 55.8127 | 0
2042 | 9 | 9 | 5 | 85.0327 | 5.0327 | 28.6534 | 0 | 56.3794 | 0
2042 | 9 | 9 | 6 | 87.8833 | 7.8833 | 29.6139 | 0 | 58.2694 | 0
2042 | 9 | 9 | 7 | 87.241 | 7.241 | 29.3975 | 0 | 57.8435 | 0
2042 | 9 | 9 | 8 | 92.0363 | 12.0363 | 31.0133 | 0 | 61.0229 | 0
2042 | 9 | 9 | 9 | 90.1654 | 10.1654 | 30.3829 | 0 | 59.7825 | 0
2042 | 9 | 9 | 10 | 84.032 | 4.032 | 28.3162 | 0 | 55.7159 | 0
2042 | 9 | 9 | 11 | 78.083 | 0 | 26.3115 | 0 | 51.7715 | 0
2042 | 9 | 9 | 12 | 77.3061 | 0 | 26.0497 | 0 | 51.2564 | 0
2042 | 9 | 9 | 13 | 76.8692 | 0 | 25.9025 | 0 | 50.9667 | 0
2042 | 9 | 9 | 14 | 77.5003 | 0 | 26.1152 | 0 | 51.3851 | 0
2042 | 9 | 9 | 15 | 84.6497 | 4.6497 | 28.5243 | 0 | 56.1254 | 0
2042 | 9 | 9 | 16 | 92.841 | 12.841 | 31.2845 | 0 | 61.5565 | 0
2042 | 9 | 9 | 17 | 105.9013 | 25.9013 | 35.6854 | 0 | 70.2159 | 0
2042 | 9 | 9 | 18 | 121.2673 | 41.2673 | 40.8633 | 3.8633 | 80.4041 | 0
2042 | 9 | 9 | 19 | 133.6625 | 53.6625 | 45.0401 | 8.0401 | 88.6225 | 0
2042 | 9 | 9 | 20 | 136.2063 | 56.2063 | 45.8973 | 8.8973 | 90.3091 | 0.30908
2042 | 9 | 9 | 21 | 131.9418 | 51.9418 | 44.4602 | 7.4602 | 87.4816 | 0
2042 | 9 | 9 | 22 | 121.7968 | 41.7968 | 41.0417 | 4.0417 | 80.7551 | 0
2042 | 9 | 9 | 23 | 110.4128 | 30.4128 | 37.2056 | 0.20565 | 73.2072 | 0
2042 | 9 | 9 | 24 | 101.5287 | 21.5287 | 34.212 | 0 | 67.3167 | 0
2042 | 9 | 10 | 1 | 89.305 | 9.305 | 30.093 | 0 | 59.212 | 0
2042 | 9 | 10 | 2 | 90.4942 | 10.4942 | 30.4937 | 0 | 60.0005 | 0
2042 | 9 | 10 | 3 | 88.2779 | 8.2779 | 29.7469 | 0 | 58.531 | 0
2042 | 9 | 10 | 4 | 87.3399 | 7.3399 | 29.4308 | 0 | 57.9091 | 0
2042 | 9 | 10 | 5 | 88.2089 | 8.2089 | 29.7236 | 0 | 58.4852 | 0
2042 | 9 | 10 | 6 | 90.9414 | 10.9414 | 30.6444 | 0 | 60.297 | 0
2042 | 9 | 10 | 7 | 92.4713 | 12.4713 | 31.1599 | 0 | 61.3114 | 0
2042 | 9 | 10 | 8 | 97.7635 | 17.7635 | 32.9432 | 0 | 64.8203 | 0
2042 | 9 | 10 | 9 | 96.2067 | 16.2067 | 32.4186 | 0 | 63.7881 | 0
2042 | 9 | 10 | 10 | 91.2563 | 11.2563 | 30.7505 | 0 | 60.5058 | 0
2042 | 9 | 10 | 11 | 86.0917 | 6.0917 | 29.0102 | 0 | 57.0815 | 0
2042 | 9 | 10 | 12 | 84.9689 | 4.9689 | 28.6318 | 0 | 56.337 | 0
2042 | 9 | 10 | 13 | 78.9573 | 0 | 26.6061 | 0 | 52.3512 | 0
2042 | 9 | 10 | 14 | 80.4676 | 0.46756 | 27.115 | 0 | 53.3525 | 0
2042 | 9 | 10 | 15 | 87.7593 | 7.7593 | 29.5721 | 0 | 58.1872 | 0
2042 | 9 | 10 | 16 | 96.5515 | 16.5515 | 32.5348 | 0 | 64.0167 | 0
2042 | 9 | 10 | 17 | 110.3882 | 30.3882 | 37.1974 | 0.19737 | 73.1909 | 0
2042 | 9 | 10 | 18 | 127.415 | 47.415 | 42.9348 | 5.9348 | 84.4801 | 0
2042 | 9 | 10 | 19 | 135.1081 | 55.1081 | 45.5272 | 8.5272 | 89.5809 | 0
2042 | 9 | 10 | 20 | 137.3479 | 57.3479 | 46.2819 | 9.2819 | 91.066 | 1.066
2042 | 9 | 10 | 21 | 132.8371 | 52.8371 | 44.7619 | 7.7619 | 88.0752 | 0
2042 | 9 | 10 | 22 | 122.6628 | 42.6628 | 41.3335 | 4.3335 | 81.3293 | 0
2042 | 9 | 10 | 23 | 111.2484 | 31.2484 | 37.4872 | 0.4872 | 73.7612 | 0
2042 | 9 | 10 | 24 | 102.1597 | 22.1597 | 34.4246 | 0 | 67.7351 | 0
2042 | 9 | 11 | 1 | 93.5891 | 13.5891 | 31.5366 | 0 | 62.0525 | 0
2042 | 9 | 11 | 2 | 87.574 | 7.574 | 29.5097 | 0 | 58.0643 | 0
2042 | 9 | 11 | 3 | 84.799 | 4.799 | 28.5746 | 0 | 56.2244 | 0
2042 | 9 | 11 | 4 | 83.7376 | 3.7376 | 28.2169 | 0 | 55.5206 | 0
2042 | 9 | 11 | 5 | 84.2351 | 4.2351 | 28.3846 | 0 | 55.8505 | 0
2042 | 9 | 11 | 6 | 87.0381 | 7.0381 | 29.3291 | 0 | 57.709 | 0
2042 | 9 | 11 | 7 | 91.89 | 11.89 | 30.9641 | 0 | 60.926 | 0
2042 | 9 | 11 | 8 | 98.019 | 18.019 | 33.0293 | 0 | 64.9897 | 0
2042 | 9 | 11 | 9 | 97.5664 | 17.5664 | 32.8768 | 0 | 64.6896 | 0
2042 | 9 | 11 | 10 | 92.6028 | 12.6028 | 31.2042 | 0 | 61.3985 | 0
2042 | 9 | 11 | 11 | 87.8205 | 7.8205 | 29.5928 | 0 | 58.2278 | 0
2042 | 9 | 11 | 12 | 88.668 | 8.668 | 29.8783 | 0 | 58.7897 | 0
2042 | 9 | 11 | 13 | 99.0967 | 19.0967 | 33.3925 | 0 | 65.7043 | 0
2042 | 9 | 11 | 14 | 100.8507 | 20.8507 | 33.9835 | 0 | 66.8672 | 0
2042 | 9 | 11 | 15 | 107.7204 | 27.7204 | 36.2984 | 0 | 71.422 | 0
2042 | 9 | 11 | 16 | 114.9484 | 34.9484 | 38.734 | 1.734 | 76.2144 | 0
2042 | 9 | 11 | 17 | 125.0123 | 45.0123 | 42.1252 | 5.1252 | 82.8871 | 0
2042 | 9 | 11 | 18 | 137.5317 | 57.5317 | 46.3439 | 9.3439 | 91.1879 | 1.1879
2042 | 9 | 11 | 19 | 139.3765 | 59.3765 | 46.9655 | 9.9655 | 92.411 | 2.411
2042 | 9 | 11 | 20 | 139.2779 | 59.2779 | 46.9323 | 9.9323 | 92.3456 | 2.3456
2042 | 9 | 11 | 21 | 135.2796 | 55.2796 | 45.585 | 8.585 | 89.6947 | 0
2042 | 9 | 11 | 22 | 125.9229 | 45.9229 | 42.432 | 5.432 | 83.4908 | 0
2042 | 9 | 11 | 23 | 115.21 | 35.21 | 38.8221 | 1.8221 | 76.3878 | 0
2042 | 9 | 11 | 24 | 106.1734 | 26.1734 | 35.7771 | 0 | 70.3963 | 0
2042 | 9 | 12 | 1 | 93.0821 | 13.0821 | 31.3657 | 0 | 61.7164 | 0
2042 | 9 | 12 | 2 | 93.3066 | 13.3066 | 31.4414 | 0 | 61.8652 | 0
2042 | 9 | 12 | 3 | 90.6927 | 10.6927 | 30.5606 | 0 | 60.1321 | 0
2042 | 9 | 12 | 4 | 89.8239 | 9.8239 | 30.2678 | 0 | 59.5561 | 0
2042 | 9 | 12 | 5 | 90.0417 | 10.0417 | 30.3412 | 0 | 59.7005 | 0
2042 | 9 | 12 | 6 | 92.142 | 12.142 | 31.049 | 0 | 61.093 | 0
2042 | 9 | 12 | 7 | 97.7106 | 17.7106 | 32.9254 | 0 | 64.7852 | 0
2042 | 9 | 12 | 8 | 104.105 | 24.105 | 35.0801 | 0 | 69.0249 | 0
2042 | 9 | 12 | 9 | 107.312 | 27.312 | 36.1608 | 0 | 71.1512 | 0
2042 | 9 | 12 | 10 | 107.3697 | 27.3697 | 36.1802 | 0 | 71.1895 | 0
2042 | 9 | 12 | 11 | 104.5942 | 24.5942 | 35.245 | 0 | 69.3493 | 0
2042 | 9 | 12 | 12 | 103.1 | 23.1 | 34.7415 | 0 | 68.3585 | 0
2042 | 9 | 12 | 13 | 102.277 | 22.277 | 34.4642 | 0 | 67.8129 | 0
2042 | 9 | 12 | 14 | 103.0268 | 23.0268 | 34.7168 | 0 | 68.31 | 0
2042 | 9 | 12 | 15 | 108.2043 | 28.2043 | 36.4615 | 0 | 71.7429 | 0
2042 | 9 | 12 | 16 | 111.4738 | 31.4738 | 37.5632 | 0.56316 | 73.9106 | 0
2042 | 9 | 12 | 17 | 118.1854 | 38.1854 | 39.8248 | 2.8248 | 78.3606 | 0
2042 | 9 | 12 | 18 | 126.0472 | 46.0472 | 42.474 | 5.474 | 83.5733 | 0
2042 | 9 | 12 | 19 | 129.3891 | 49.3891 | 43.6 | 6.6 | 85.789 | 0
2042 | 9 | 12 | 20 | 127.8624 | 47.8624 | 43.0856 | 6.0856 | 84.7768 | 0
2042 | 9 | 12 | 21 | 123.6778 | 43.6778 | 41.6755 | 4.6755 | 82.0022 | 0
2042 | 9 | 12 | 22 | 115.2358 | 35.2358 | 38.8308 | 1.8308 | 76.4049 | 0
2042 | 9 | 12 | 23 | 106.0695 | 26.0695 | 35.7421 | 0 | 70.3274 | 0
2042 | 9 | 12 | 24 | 98.6673 | 18.6673 | 33.2478 | 0 | 65.4195 | 0
2042 | 9 | 13 | 1 | 90.0229 | 10.0229 | 30.3349 | 0 | 59.688 | 0
2042 | 9 | 13 | 2 | 91.5842 | 11.5842 | 30.861 | 0 | 60.7232 | 0
2042 | 9 | 13 | 3 | 88.3863 | 8.3863 | 29.7834 | 0 | 58.6029 | 0
2042 | 9 | 13 | 4 | 86.7314 | 6.7314 | 29.2258 | 0 | 57.5057 | 0
2042 | 9 | 13 | 5 | 85.9853 | 5.9853 | 28.9744 | 0 | 57.011 | 0
2042 | 9 | 13 | 6 | 86.3836 | 6.3836 | 29.1085 | 0 | 57.275 | 0
2042 | 9 | 13 | 7 | 90.0914 | 10.0914 | 30.358 | 0 | 59.7335 | 0
2042 | 9 | 13 | 8 | 94.2518 | 14.2518 | 31.7599 | 0 | 62.4919 | 0
2042 | 9 | 13 | 9 | 96.7703 | 16.7703 | 32.6086 | 0 | 64.1618 | 0
2042 | 9 | 13 | 10 | 98.1331 | 18.1331 | 33.0678 | 0 | 65.0654 | 0
2042 | 9 | 13 | 11 | 96.3288 | 16.3288 | 32.4598 | 0 | 63.869 | 0
2042 | 9 | 13 | 12 | 96.2182 | 16.2182 | 32.4225 | 0 | 63.7957 | 0
2042 | 9 | 13 | 13 | 84.3456 | 4.3456 | 28.4218 | 0 | 55.9238 | 0
2042 | 9 | 13 | 14 | 85.1941 | 5.1941 | 28.7077 | 0 | 56.4864 | 0
2042 | 9 | 13 | 15 | 90.437 | 10.437 | 30.4744 | 0 | 59.9626 | 0
2042 | 9 | 13 | 16 | 94.6791 | 14.6791 | 31.9039 | 0 | 62.7752 | 0
2042 | 9 | 13 | 17 | 103.3564 | 23.3564 | 34.8279 | 0 | 68.5285 | 0
2042 | 9 | 13 | 18 | 113.5306 | 33.5306 | 38.2562 | 1.2562 | 75.2743 | 0
2042 | 9 | 13 | 19 | 117.9109 | 37.9109 | 39.7323 | 2.7323 | 78.1786 | 0
2042 | 9 | 13 | 20 | 119.1299 | 39.1299 | 40.143 | 3.143 | 78.9869 | 0
2042 | 9 | 13 | 21 | 113.525 | 33.525 | 38.2544 | 1.2544 | 75.2707 | 0
2042 | 9 | 13 | 22 | 104.1995 | 24.1995 | 35.112 | 0 | 69.0875 | 0
2042 | 9 | 13 | 23 | 95.6423 | 15.6423 | 32.2284 | 0 | 63.4138 | 0
2042 | 9 | 13 | 24 | 88.8501 | 8.8501 | 29.9397 | 0 | 58.9104 | 0
2042 | 9 | 14 | 1 | 85.6834 | 5.6834 | 28.8726 | 0 | 56.8108 | 0
2042 | 9 | 14 | 2 | 82.6789 | 2.6789 | 27.8602 | 0 | 54.8187 | 0
2042 | 9 | 14 | 3 | 80.9669 | 0.96691 | 27.2833 | 0 | 53.6836 | 0
2042 | 9 | 14 | 4 | 79.5686 | 0 | 26.8121 | 0 | 52.7565 | 0
2042 | 9 | 14 | 5 | 78.191 | 0 | 26.3479 | 0 | 51.8431 | 0
2042 | 9 | 14 | 6 | 79.0658 | 0 | 26.6427 | 0 | 52.4231 | 0
2042 | 9 | 14 | 7 | 83.5657 | 3.5657 | 28.159 | 0 | 55.4067 | 0
2042 | 9 | 14 | 8 | 87.0494 | 7.0494 | 29.3329 | 0 | 57.7165 | 0
2042 | 9 | 14 | 9 | 88.3847 | 8.3847 | 29.7829 | 0 | 58.6019 | 0
2042 | 9 | 14 | 10 | 87.9519 | 7.9519 | 29.637 | 0 | 58.3149 | 0
2042 | 9 | 14 | 11 | 83.8707 | 3.8707 | 28.2618 | 0 | 55.6089 | 0
2042 | 9 | 14 | 12 | 82.9129 | 2.9129 | 27.939 | 0 | 54.9738 | 0
2042 | 9 | 14 | 13 | 80.3229 | 0.32286 | 27.0663 | 0 | 53.2566 | 0
2042 | 9 | 14 | 14 | 80.9388 | 0.93879 | 27.2738 | 0 | 53.665 | 0
2042 | 9 | 14 | 15 | 86.2615 | 6.2615 | 29.0674 | 0 | 57.1941 | 0
2042 | 9 | 14 | 16 | 91.264 | 11.264 | 30.7531 | 0 | 60.5109 | 0
2042 | 9 | 14 | 17 | 97.9901 | 17.9901 | 33.0196 | 0 | 64.9705 | 0
2042 | 9 | 14 | 18 | 106.793 | 26.793 | 35.9859 | 0 | 70.8071 | 0
2042 | 9 | 14 | 19 | 106.6973 | 26.6973 | 35.9536 | 0 | 70.7437 | 0
2042 | 9 | 14 | 20 | 106.9783 | 26.9783 | 36.0483 | 0 | 70.93 | 0
2042 | 9 | 14 | 21 | 103.2336 | 23.2336 | 34.7865 | 0 | 68.4471 | 0
2042 | 9 | 14 | 22 | 95.4622 | 15.4622 | 32.1678 | 0 | 63.2945 | 0
2042 | 9 | 14 | 23 | 88.1778 | 8.1778 | 29.7132 | 0 | 58.4647 | 0
2042 | 9 | 14 | 24 | 82.9071 | 2.9071 | 27.9371 | 0 | 54.97 | 0
2042 | 9 | 15 | 1 | 82.6638 | 2.6638 | 27.8551 | 0 | 54.8087 | 0
2042 | 9 | 15 | 2 | 75.4425 | 0 | 25.4217 | 0 | 50.0207 | 0
2042 | 9 | 15 | 3 | 74.0953 | 0 | 24.9678 | 0 | 49.1275 | 0
2042 | 9 | 15 | 4 | 73.5357 | 0 | 24.7792 | 0 | 48.7565 | 0
2042 | 9 | 15 | 5 | 74.4963 | 0 | 25.1029 | 0 | 49.3934 | 0
2042 | 9 | 15 | 6 | 77.5086 | 0 | 26.118 | 0 | 51.3907 | 0
2042 | 9 | 15 | 7 | 80.0349 | 0.034938 | 26.9693 | 0 | 53.0657 | 0
2042 | 9 | 15 | 8 | 85.2528 | 5.2528 | 28.7275 | 0 | 56.5253 | 0
2042 | 9 | 15 | 9 | 83.1714 | 3.1714 | 28.0262 | 0 | 55.1453 | 0
2042 | 9 | 15 | 10 | 76.6929 | 0 | 25.8431 | 0 | 50.8498 | 0
2042 | 9 | 15 | 11 | 69.7183 | 0 | 23.4929 | 0 | 46.2254 | 0
2042 | 9 | 15 | 12 | 67.3201 | 0 | 22.6848 | 0 | 44.6353 | 0
2042 | 9 | 15 | 13 | 61.9858 | 0 | 20.8873 | 0 | 41.0986 | 0
2042 | 9 | 15 | 14 | 63.43 | 0 | 21.3739 | 0 | 42.0561 | 0
2042 | 9 | 15 | 15 | 69.0196 | 0 | 23.2574 | 0 | 45.7622 | 0
2042 | 9 | 15 | 16 | 76.8686 | 0 | 25.9023 | 0 | 50.9663 | 0
2042 | 9 | 15 | 17 | 89.5577 | 9.5577 | 30.1781 | 0 | 59.3796 | 0
2042 | 9 | 15 | 18 | 103.0738 | 23.0738 | 34.7326 | 0 | 68.3412 | 0
2042 | 9 | 15 | 19 | 111.9772 | 31.9772 | 37.7328 | 0.73281 | 74.2444 | 0
2042 | 9 | 15 | 20 | 114.7749 | 34.7749 | 38.6755 | 1.6755 | 76.0994 | 0
2042 | 9 | 15 | 21 | 110.0318 | 30.0318 | 37.0772 | 0.077243 | 72.9545 | 0
2042 | 9 | 15 | 22 | 100.4946 | 20.4946 | 33.8635 | 0 | 66.6311 | 0
2042 | 9 | 15 | 23 | 90.5952 | 10.5952 | 30.5277 | 0 | 60.0674 | 0
2042 | 9 | 15 | 24 | 84.2814 | 4.2814 | 28.4002 | 0 | 55.8812 | 0
2042 | 9 | 16 | 1 | 80.9022 | 0.90224 | 27.2615 | 0 | 53.6407 | 0
2042 | 9 | 16 | 2 | 79.003 | 0 | 26.6215 | 0 | 52.3814 | 0
2042 | 9 | 16 | 3 | 77.8461 | 0 | 26.2317 | 0 | 51.6144 | 0
2042 | 9 | 16 | 4 | 77.8625 | 0 | 26.2372 | 0 | 51.6253 | 0
2042 | 9 | 16 | 5 | 79.2398 | 0 | 26.7013 | 0 | 52.5385 | 0
2042 | 9 | 16 | 6 | 81.6613 | 1.6613 | 27.5173 | 0 | 54.144 | 0
2042 | 9 | 16 | 7 | 84.1253 | 4.1253 | 28.3476 | 0 | 55.7777 | 0
2042 | 9 | 16 | 8 | 89.3614 | 9.3614 | 30.112 | 0 | 59.2494 | 0
2042 | 9 | 16 | 9 | 84.6468 | 4.6468 | 28.5233 | 0 | 56.1235 | 0
2042 | 9 | 16 | 10 | 74.6914 | 0 | 25.1687 | 0 | 49.5228 | 0
2042 | 9 | 16 | 11 | 65.1577 | 0 | 21.9561 | 0 | 43.2016 | 0
2042 | 9 | 16 | 12 | 61.3498 | 0 | 20.6729 | 0 | 40.6768 | 0
2042 | 9 | 16 | 13 | 77.1677 | 0 | 26.0031 | 0 | 51.1646 | 0
2042 | 9 | 16 | 14 | 77.2065 | 0 | 26.0162 | 0 | 51.1903 | 0
2042 | 9 | 16 | 15 | 82.137 | 2.137 | 27.6776 | 0 | 54.4594 | 0
2042 | 9 | 16 | 16 | 86.3074 | 6.3074 | 29.0829 | 0 | 57.2245 | 0
2042 | 9 | 16 | 17 | 95.4234 | 15.4234 | 32.1547 | 0 | 63.2687 | 0
2042 | 9 | 16 | 18 | 106.4281 | 26.4281 | 35.8629 | 0 | 70.5652 | 0
2042 | 9 | 16 | 19 | 113.4101 | 33.4101 | 38.2156 | 1.2156 | 75.1944 | 0
2042 | 9 | 16 | 20 | 117.3549 | 37.3549 | 39.5449 | 2.5449 | 77.81 | 0
2042 | 9 | 16 | 21 | 114.2924 | 34.2924 | 38.513 | 1.513 | 75.7795 | 0
2042 | 9 | 16 | 22 | 106.2441 | 26.2441 | 35.8009 | 0 | 70.4432 | 0
2042 | 9 | 16 | 23 | 97.3953 | 17.3953 | 32.8192 | 0 | 64.5761 | 0
2042 | 9 | 16 | 24 | 90.8121 | 10.8121 | 30.6008 | 0 | 60.2113 | 0
2042 | 9 | 17 | 1 | 78.3478 | 0 | 26.4008 | 0 | 51.9471 | 0
2042 | 9 | 17 | 2 | 84.8687 | 4.8687 | 28.5981 | 0 | 56.2706 | 0
2042 | 9 | 17 | 3 | 83.746 | 3.746 | 28.2198 | 0 | 55.5262 | 0
2042 | 9 | 17 | 4 | 83.2658 | 3.2658 | 28.058 | 0 | 55.2078 | 0
2042 | 9 | 17 | 5 | 83.9867 | 3.9867 | 28.3009 | 0 | 55.6858 | 0
2042 | 9 | 17 | 6 | 86.632 | 6.632 | 29.1923 | 0 | 57.4397 | 0
2042 | 9 | 17 | 7 | 85.963 | 5.963 | 28.9668 | 0 | 56.9962 | 0
2042 | 9 | 17 | 8 | 90.6472 | 10.6472 | 30.5453 | 0 | 60.1019 | 0
2042 | 9 | 17 | 9 | 87.0724 | 7.0724 | 29.3407 | 0 | 57.7317 | 0
2042 | 9 | 17 | 10 | 78.4928 | 0 | 26.4496 | 0 | 52.0432 | 0
2042 | 9 | 17 | 11 | 69.9069 | 0 | 23.5564 | 0 | 46.3505 | 0
2042 | 9 | 17 | 12 | 68.5706 | 0 | 23.1061 | 0 | 45.4645 | 0
2042 | 9 | 17 | 13 | 71.1299 | 0 | 23.9686 | 0 | 47.1614 | 0
2042 | 9 | 17 | 14 | 71.7988 | 0 | 24.1939 | 0 | 47.6048 | 0
2042 | 9 | 17 | 15 | 76.2265 | 0 | 25.6859 | 0 | 50.5406 | 0
2042 | 9 | 17 | 16 | 82.5562 | 2.5562 | 27.8189 | 0 | 54.7374 | 0
2042 | 9 | 17 | 17 | 93.6943 | 13.6943 | 31.572 | 0 | 62.1222 | 0
2042 | 9 | 17 | 18 | 106.1374 | 26.1374 | 35.765 | 0 | 70.3724 | 0
2042 | 9 | 17 | 19 | 113.5743 | 33.5743 | 38.271 | 1.271 | 75.3033 | 0
2042 | 9 | 17 | 20 | 115.3978 | 35.3978 | 38.8854 | 1.8854 | 76.5124 | 0
2042 | 9 | 17 | 21 | 111.7986 | 31.7986 | 37.6726 | 0.6726 | 74.126 | 0
2042 | 9 | 17 | 22 | 103.2543 | 23.2543 | 34.7935 | 0 | 68.4608 | 0
2042 | 9 | 17 | 23 | 94.581 | 14.581 | 31.8708 | 0 | 62.7101 | 0
2042 | 9 | 17 | 24 | 88.2898 | 8.2898 | 29.7509 | 0 | 58.5389 | 0
2042 | 9 | 18 | 1 | 81.0046 | 1.0046 | 27.296 | 0 | 53.7086 | 0
2042 | 9 | 18 | 2 | 85.0007 | 5.0007 | 28.6426 | 0 | 56.3582 | 0
2042 | 9 | 18 | 3 | 83.545 | 3.545 | 28.152 | 0 | 55.393 | 0
2042 | 9 | 18 | 4 | 83.2359 | 3.2359 | 28.0479 | 0 | 55.188 | 0
2042 | 9 | 18 | 5 | 83.9443 | 3.9443 | 28.2866 | 0 | 55.6577 | 0
2042 | 9 | 18 | 6 | 86.2577 | 6.2577 | 29.0661 | 0 | 57.1916 | 0
2042 | 9 | 18 | 7 | 89.6331 | 9.6331 | 30.2035 | 0 | 59.4295 | 0
2042 | 9 | 18 | 8 | 95.7414 | 15.7414 | 32.2618 | 0 | 63.4796 | 0
2042 | 9 | 18 | 9 | 95.6079 | 15.6079 | 32.2169 | 0 | 63.3911 | 0
2042 | 9 | 18 | 10 | 91.7409 | 11.7409 | 30.9138 | 0 | 60.8271 | 0
2042 | 9 | 18 | 11 | 86.2896 | 6.2896 | 29.0769 | 0 | 57.2127 | 0
2042 | 9 | 18 | 12 | 84.9007 | 4.9007 | 28.6089 | 0 | 56.2918 | 0
2042 | 9 | 18 | 13 | 76.3088 | 0 | 25.7137 | 0 | 50.5951 | 0
2042 | 9 | 18 | 14 | 76.6219 | 0 | 25.8192 | 0 | 50.8027 | 0
2042 | 9 | 18 | 15 | 83.5757 | 3.5757 | 28.1624 | 0 | 55.4133 | 0
2042 | 9 | 18 | 16 | 91.955 | 11.955 | 30.9859 | 0 | 60.969 | 0
2042 | 9 | 18 | 17 | 103.4984 | 23.4984 | 34.8757 | 0 | 68.6227 | 0
2042 | 9 | 18 | 18 | 116.4973 | 36.4973 | 39.2559 | 2.2559 | 77.2414 | 0
2042 | 9 | 18 | 19 | 121.9758 | 41.9758 | 41.102 | 4.102 | 80.8738 | 0
2042 | 9 | 18 | 20 | 123.4586 | 43.4586 | 41.6017 | 4.6017 | 81.857 | 0
2042 | 9 | 18 | 21 | 120.0105 | 40.0105 | 40.4398 | 3.4398 | 79.5707 | 0
2042 | 9 | 18 | 22 | 110.9081 | 30.9081 | 37.3725 | 0.37253 | 73.5355 | 0
2042 | 9 | 18 | 23 | 101.4875 | 21.4875 | 34.1981 | 0 | 67.2894 | 0
2042 | 9 | 18 | 24 | 94.6846 | 14.6846 | 31.9057 | 0 | 62.7789 | 0
2042 | 9 | 19 | 1 | 88.9067 | 8.9067 | 29.9588 | 0 | 58.9479 | 0
2042 | 9 | 19 | 2 | 81.9801 | 1.9801 | 27.6247 | 0 | 54.3554 | 0
2042 | 9 | 19 | 3 | 79.5196 | 0 | 26.7956 | 0 | 52.724 | 0
2042 | 9 | 19 | 4 | 78.835 | 0 | 26.5649 | 0 | 52.2701 | 0
2042 | 9 | 19 | 5 | 79.7575 | 0 | 26.8758 | 0 | 52.8817 | 0
2042 | 9 | 19 | 6 | 82.7372 | 2.7372 | 27.8799 | 0 | 54.8574 | 0
2042 | 9 | 19 | 7 | 85.6346 | 5.6346 | 28.8562 | 0 | 56.7784 | 0
2042 | 9 | 19 | 8 | 92.3352 | 12.3352 | 31.1141 | 0 | 61.2212 | 0
2042 | 9 | 19 | 9 | 92.292 | 12.292 | 31.0995 | 0 | 61.1925 | 0
2042 | 9 | 19 | 10 | 86.2739 | 6.2739 | 29.0716 | 0 | 57.2023 | 0
2042 | 9 | 19 | 11 | 80.2196 | 0.2196 | 27.0315 | 0 | 53.1881 | 0
2042 | 9 | 19 | 12 | 78.5755 | 0 | 26.4775 | 0 | 52.098 | 0
2042 | 9 | 19 | 13 | 89.422 | 9.422 | 30.1324 | 0 | 59.2896 | 0
2042 | 9 | 19 | 14 | 89.6125 | 9.6125 | 30.1966 | 0 | 59.4159 | 0
2042 | 9 | 19 | 15 | 95.0086 | 15.0086 | 32.0149 | 0 | 62.9937 | 0
2042 | 9 | 19 | 16 | 98.3383 | 18.3383 | 33.1369 | 0 | 65.2014 | 0
2042 | 9 | 19 | 17 | 106.4707 | 26.4707 | 35.8773 | 0 | 70.5934 | 0
2042 | 9 | 19 | 18 | 115.4741 | 35.4741 | 38.9112 | 1.9112 | 76.563 | 0
2042 | 9 | 19 | 19 | 119.533 | 39.533 | 40.2789 | 3.2789 | 79.2541 | 0
2042 | 9 | 19 | 20 | 121.1742 | 41.1742 | 40.8319 | 3.8319 | 80.3423 | 0
2042 | 9 | 19 | 21 | 115.5461 | 35.5461 | 38.9354 | 1.9354 | 76.6107 | 0
2042 | 9 | 19 | 22 | 107.1946 | 27.1946 | 36.1212 | 0 | 71.0734 | 0
2042 | 9 | 19 | 23 | 98.6667 | 18.6667 | 33.2476 | 0 | 65.4191 | 0
2042 | 9 | 19 | 24 | 91.3528 | 11.3528 | 30.783 | 0 | 60.5697 | 0
2042 | 9 | 20 | 1 | 88.2767 | 8.2767 | 29.7465 | 0 | 58.5303 | 0
2042 | 9 | 20 | 2 | 82.3018 | 2.3018 | 27.7331 | 0 | 54.5687 | 0
2042 | 9 | 20 | 3 | 79.2465 | 0 | 26.7036 | 0 | 52.5429 | 0
2042 | 9 | 20 | 4 | 77.081 | 0 | 25.9739 | 0 | 51.1071 | 0
2042 | 9 | 20 | 5 | 76.049 | 0 | 25.6261 | 0 | 50.4229 | 0
2042 | 9 | 20 | 6 | 77.3641 | 0 | 26.0693 | 0 | 51.2948 | 0
2042 | 9 | 20 | 7 | 83.0923 | 3.0923 | 27.9995 | 0 | 55.0928 | 0
2042 | 9 | 20 | 8 | 88.5439 | 8.5439 | 29.8365 | 0 | 58.7074 | 0
2042 | 9 | 20 | 9 | 93.6381 | 13.6381 | 31.5531 | 0 | 62.085 | 0
2042 | 9 | 20 | 10 | 95.7474 | 15.7474 | 32.2639 | 0 | 63.4835 | 0
2042 | 9 | 20 | 11 | 94.3095 | 14.3095 | 31.7794 | 0 | 62.5302 | 0
2042 | 9 | 20 | 12 | 93.2213 | 13.2213 | 31.4126 | 0 | 61.8086 | 0
2042 | 9 | 20 | 13 | 85.5279 | 5.5279 | 28.8202 | 0 | 56.7077 | 0
2042 | 9 | 20 | 14 | 85.0529 | 5.0529 | 28.6602 | 0 | 56.3928 | 0
2042 | 9 | 20 | 15 | 89.4906 | 9.4906 | 30.1555 | 0 | 59.3351 | 0
2042 | 9 | 20 | 16 | 93.2912 | 13.2912 | 31.4362 | 0 | 61.855 | 0
2042 | 9 | 20 | 17 | 102.8933 | 22.8933 | 34.6718 | 0 | 68.2215 | 0
2042 | 9 | 20 | 18 | 114.5148 | 34.5148 | 38.5879 | 1.5879 | 75.9269 | 0
2042 | 9 | 20 | 19 | 116.5488 | 36.5488 | 39.2733 | 2.2733 | 77.2755 | 0
2042 | 9 | 20 | 20 | 117.7588 | 37.7588 | 39.681 | 2.681 | 78.0778 | 0
2042 | 9 | 20 | 21 | 110.8192 | 30.8192 | 37.3426 | 0.34259 | 73.4766 | 0
2042 | 9 | 20 | 22 | 100.6371 | 20.6371 | 33.9115 | 0 | 66.7256 | 0
2042 | 9 | 20 | 23 | 92.5176 | 12.5176 | 31.1755 | 0 | 61.3421 | 0
2042 | 9 | 20 | 24 | 86.1369 | 6.1369 | 29.0254 | 0 | 57.1115 | 0
2042 | 9 | 21 | 1 | 81.5295 | 1.5295 | 27.4729 | 0 | 54.0566 | 0
2042 | 9 | 21 | 2 | 78.4389 | 0 | 26.4315 | 0 | 52.0075 | 0
2042 | 9 | 21 | 3 | 75.8082 | 0 | 25.545 | 0 | 50.2632 | 0
2042 | 9 | 21 | 4 | 74.3496 | 0 | 25.0535 | 0 | 49.2961 | 0
2042 | 9 | 21 | 5 | 73.6006 | 0 | 24.8011 | 0 | 48.7995 | 0
2042 | 9 | 21 | 6 | 74.8176 | 0 | 25.2112 | 0 | 49.6064 | 0
2042 | 9 | 21 | 7 | 76.239 | 0 | 25.6901 | 0 | 50.5488 | 0
2042 | 9 | 21 | 8 | 80.1032 | 0.10316 | 26.9922 | 0 | 53.1109 | 0
2042 | 9 | 21 | 9 | 78.9023 | 0 | 26.5876 | 0 | 52.3147 | 0
2042 | 9 | 21 | 10 | 75.5433 | 0 | 25.4557 | 0 | 50.0876 | 0
2042 | 9 | 21 | 11 | 69.5268 | 0 | 23.4283 | 0 | 46.0984 | 0
2042 | 9 | 21 | 12 | 67.9223 | 0 | 22.8877 | 0 | 45.0346 | 0
2042 | 9 | 21 | 13 | 77.9797 | 0 | 26.2767 | 0 | 51.703 | 0
2042 | 9 | 21 | 14 | 80.0404 | 0.040358 | 26.9711 | 0 | 53.0693 | 0
2042 | 9 | 21 | 15 | 86.1789 | 6.1789 | 29.0396 | 0 | 57.1393 | 0
2042 | 9 | 21 | 16 | 92.0251 | 12.0251 | 31.0096 | 0 | 61.0155 | 0
2042 | 9 | 21 | 17 | 104.2092 | 24.2092 | 35.1152 | 0 | 69.094 | 0
2042 | 9 | 21 | 18 | 117.3834 | 37.3834 | 39.5545 | 2.5545 | 77.8289 | 0
2042 | 9 | 21 | 19 | 120.2233 | 40.2233 | 40.5115 | 3.5115 | 79.7118 | 0
2042 | 9 | 21 | 20 | 120.7584 | 40.7584 | 40.6918 | 3.6918 | 80.0666 | 0
2042 | 9 | 21 | 21 | 114.8542 | 34.8542 | 38.7023 | 1.7023 | 76.152 | 0
2042 | 9 | 21 | 22 | 106.2975 | 26.2975 | 35.8189 | 0 | 70.4786 | 0
2042 | 9 | 21 | 23 | 97.5533 | 17.5533 | 32.8724 | 0 | 64.6809 | 0
2042 | 9 | 21 | 24 | 91.1107 | 11.1107 | 30.7014 | 0 | 60.4092 | 0
2042 | 9 | 22 | 1 | 83.6177 | 3.6177 | 28.1765 | 0 | 55.4412 | 0
2042 | 9 | 22 | 2 | 83.2877 | 3.2877 | 28.0653 | 0 | 55.2224 | 0
2042 | 9 | 22 | 3 | 81.1698 | 1.1698 | 27.3517 | 0 | 53.8181 | 0
2042 | 9 | 22 | 4 | 79.9429 | 0 | 26.9383 | 0 | 53.0047 | 0
2042 | 9 | 22 | 5 | 80.0801 | 0.08012 | 26.9845 | 0 | 53.0956 | 0
2042 | 9 | 22 | 6 | 83.0861 | 3.0861 | 27.9974 | 0 | 55.0887 | 0
2042 | 9 | 22 | 7 | 86.6785 | 6.6785 | 29.2079 | 0 | 57.4706 | 0
2042 | 9 | 22 | 8 | 93.3211 | 13.3211 | 31.4463 | 0 | 61.8748 | 0
2042 | 9 | 22 | 9 | 93.6892 | 13.6892 | 31.5703 | 0 | 62.1189 | 0
2042 | 9 | 22 | 10 | 89.4323 | 9.4323 | 30.1359 | 0 | 59.2964 | 0
2042 | 9 | 22 | 11 | 84.9673 | 4.9673 | 28.6313 | 0 | 56.336 | 0
2042 | 9 | 22 | 12 | 84.013 | 4.013 | 28.3097 | 0 | 55.7032 | 0
2042 | 9 | 22 | 13 | 90.3259 | 10.3259 | 30.437 | 0 | 59.8889 | 0
2042 | 9 | 22 | 14 | 91.3559 | 11.3559 | 30.7841 | 0 | 60.5718 | 0
2042 | 9 | 22 | 15 | 96.8112 | 16.8112 | 32.6223 | 0 | 64.1888 | 0
2042 | 9 | 22 | 16 | 101.1051 | 21.1051 | 34.0693 | 0 | 67.0359 | 0
2042 | 9 | 22 | 17 | 109.5379 | 29.5379 | 36.9108 | 0 | 72.6271 | 0
2042 | 9 | 22 | 18 | 118.0328 | 38.0328 | 39.7733 | 2.7733 | 78.2595 | 0
2042 | 9 | 22 | 19 | 121.4448 | 41.4448 | 40.9231 | 3.9231 | 80.5217 | 0
2042 | 9 | 22 | 20 | 121.4523 | 41.4523 | 40.9256 | 3.9256 | 80.5267 | 0
2042 | 9 | 22 | 21 | 115.6707 | 35.6707 | 38.9774 | 1.9774 | 76.6933 | 0
2042 | 9 | 22 | 22 | 106.8055 | 26.8055 | 35.9901 | 0 | 70.8154 | 0
2042 | 9 | 22 | 23 | 97.336 | 17.336 | 32.7992 | 0 | 64.5368 | 0
2042 | 9 | 22 | 24 | 90.4049 | 10.4049 | 30.4636 | 0 | 59.9413 | 0
2042 | 9 | 23 | 1 | 91.9376 | 11.9376 | 30.9801 | 0 | 60.9575 | 0
2042 | 9 | 23 | 2 | 85.2444 | 5.2444 | 28.7247 | 0 | 56.5197 | 0
2042 | 9 | 23 | 3 | 83.8315 | 3.8315 | 28.2486 | 0 | 55.5829 | 0
2042 | 9 | 23 | 4 | 83.3824 | 3.3824 | 28.0972 | 0 | 55.2851 | 0
2042 | 9 | 23 | 5 | 83.9231 | 3.9231 | 28.2795 | 0 | 55.6437 | 0
2042 | 9 | 23 | 6 | 85.9352 | 5.9352 | 28.9575 | 0 | 56.9777 | 0
2042 | 9 | 23 | 7 | 81.9839 | 1.9839 | 27.626 | 0 | 54.3579 | 0
2042 | 9 | 23 | 8 | 89.0495 | 9.0495 | 30.0069 | 0 | 59.0426 | 0
2042 | 9 | 23 | 9 | 87.4595 | 7.4595 | 29.4711 | 0 | 57.9884 | 0
2042 | 9 | 23 | 10 | 81.5629 | 1.5629 | 27.4841 | 0 | 54.0787 | 0
2042 | 9 | 23 | 11 | 75.8833 | 0 | 25.5703 | 0 | 50.313 | 0
2042 | 9 | 23 | 12 | 73.6465 | 0 | 24.8165 | 0 | 48.8299 | 0
2042 | 9 | 23 | 13 | 76.3762 | 0 | 25.7364 | 0 | 50.6398 | 0
2042 | 9 | 23 | 14 | 75.6005 | 0 | 25.475 | 0 | 50.1255 | 0
2042 | 9 | 23 | 15 | 78.8059 | 0 | 26.5551 | 0 | 52.2508 | 0
2042 | 9 | 23 | 16 | 81.0331 | 1.0331 | 27.3056 | 0 | 53.7275 | 0
2042 | 9 | 23 | 17 | 89.8322 | 9.8322 | 30.2706 | 0 | 59.5615 | 0
2042 | 9 | 23 | 18 | 99.1052 | 19.1052 | 33.3953 | 0 | 65.7098 | 0
2042 | 9 | 23 | 19 | 100.8967 | 20.8967 | 33.999 | 0 | 66.8977 | 0
2042 | 9 | 23 | 20 | 103.0386 | 23.0386 | 34.7208 | 0 | 68.3178 | 0
2042 | 9 | 23 | 21 | 99.2023 | 19.2023 | 33.4281 | 0 | 65.7743 | 0
2042 | 9 | 23 | 22 | 91.7471 | 11.7471 | 30.9159 | 0 | 60.8312 | 0
2042 | 9 | 23 | 23 | 83.7418 | 3.7418 | 28.2184 | 0 | 55.5234 | 0
2042 | 9 | 23 | 24 | 78.4562 | 0 | 26.4373 | 0 | 52.0189 | 0
2042 | 9 | 24 | 1 | 79.6556 | 0 | 26.8414 | 0 | 52.8142 | 0
2042 | 9 | 24 | 2 | 75.8401 | 0 | 25.5557 | 0 | 50.2844 | 0
2042 | 9 | 24 | 3 | 75.2782 | 0 | 25.3664 | 0 | 49.9118 | 0
2042 | 9 | 24 | 4 | 74.7136 | 0 | 25.1761 | 0 | 49.5375 | 0
2042 | 9 | 24 | 5 | 75.9166 | 0 | 25.5815 | 0 | 50.3351 | 0
2042 | 9 | 24 | 6 | 79.2278 | 0 | 26.6973 | 0 | 52.5305 | 0
2042 | 9 | 24 | 7 | 84.0424 | 4.0424 | 28.3196 | 0 | 55.7227 | 0
2042 | 9 | 24 | 8 | 90.0535 | 10.0535 | 30.3452 | 0 | 59.7083 | 0
2042 | 9 | 24 | 9 | 85.3634 | 5.3634 | 28.7648 | 0 | 56.5986 | 0
2042 | 9 | 24 | 10 | 72.1479 | 0 | 24.3116 | 0 | 47.8363 | 0
2042 | 9 | 24 | 11 | 59.0077 | 0 | 19.8837 | 0 | 39.1239 | 0
2042 | 9 | 24 | 12 | 54.1194 | 0 | 18.2365 | 0 | 35.8828 | 0
2042 | 9 | 24 | 13 | 39.5343 | 0 | 13.3218 | 0 | 26.2125 | 0
2042 | 9 | 24 | 14 | 39.285 | 0 | 13.2378 | 0 | 26.0472 | 0
2042 | 9 | 24 | 15 | 43.7892 | 0 | 14.7556 | 0 | 29.0336 | 0
2042 | 9 | 24 | 16 | 51.353 | 0 | 17.3044 | 0 | 34.0487 | 0
2042 | 9 | 24 | 17 | 65.6396 | 0 | 22.1185 | 0 | 43.5211 | 0
2042 | 9 | 24 | 18 | 84.2535 | 4.2535 | 28.3908 | 0 | 55.8627 | 0
2042 | 9 | 24 | 19 | 102.631 | 22.631 | 34.5834 | 0 | 68.0476 | 0
2042 | 9 | 24 | 20 | 107.4779 | 27.4779 | 36.2167 | 0 | 71.2612 | 0
2042 | 9 | 24 | 21 | 104.2303 | 24.2303 | 35.1223 | 0 | 69.108 | 0
2042 | 9 | 24 | 22 | 97.2575 | 17.2575 | 32.7727 | 0 | 64.4848 | 0
2042 | 9 | 24 | 23 | 89.6527 | 9.6527 | 30.2101 | 0 | 59.4426 | 0
2042 | 9 | 24 | 24 | 84.4053 | 4.4053 | 28.4419 | 0 | 55.9634 | 0
2042 | 9 | 25 | 1 | 77.631 | 0 | 26.1592 | 0 | 51.4718 | 0
2042 | 9 | 25 | 2 | 81.2035 | 1.2035 | 27.363 | 0 | 53.8405 | 0
2042 | 9 | 25 | 3 | 80.2878 | 0.2878 | 27.0545 | 0 | 53.2333 | 0
2042 | 9 | 25 | 4 | 79.9475 | 0 | 26.9398 | 0 | 53.0077 | 0
2042 | 9 | 25 | 5 | 80.1534 | 0.15338 | 27.0092 | 0 | 53.1442 | 0
2042 | 9 | 25 | 6 | 83.0033 | 3.0033 | 27.9695 | 0 | 55.0338 | 0
2042 | 9 | 25 | 7 | 91.8893 | 11.8893 | 30.9638 | 0 | 60.9255 | 0
2042 | 9 | 25 | 8 | 97.6331 | 17.6331 | 32.8993 | 0 | 64.7338 | 0
2042 | 9 | 25 | 9 | 95.0602 | 15.0602 | 32.0323 | 0 | 63.0279 | 0
2042 | 9 | 25 | 10 | 87.2596 | 7.2596 | 29.4037 | 0 | 57.8558 | 0
2042 | 9 | 25 | 11 | 78.1926 | 0 | 26.3485 | 0 | 51.8442 | 0
2042 | 9 | 25 | 12 | 74.1488 | 0 | 24.9858 | 0 | 49.163 | 0
2042 | 9 | 25 | 13 | 74.3047 | 0 | 25.0384 | 0 | 49.2664 | 0
2042 | 9 | 25 | 14 | 74.8894 | 0 | 25.2354 | 0 | 49.654 | 0
2042 | 9 | 25 | 15 | 79.2428 | 0 | 26.7023 | 0 | 52.5405 | 0
2042 | 9 | 25 | 16 | 84.8182 | 4.8182 | 28.5811 | 0 | 56.2371 | 0
2042 | 9 | 25 | 17 | 92.5791 | 12.5791 | 31.1962 | 0 | 61.3829 | 0
2042 | 9 | 25 | 18 | 101.8449 | 21.8449 | 34.3185 | 0 | 67.5264 | 0
2042 | 9 | 25 | 19 | 108.1014 | 28.1014 | 36.4268 | 0 | 71.6746 | 0
2042 | 9 | 25 | 20 | 109.7371 | 29.7371 | 36.978 | 0 | 72.7591 | 0
2042 | 9 | 25 | 21 | 105.7705 | 25.7705 | 35.6413 | 0 | 70.1292 | 0
2042 | 9 | 25 | 22 | 97.723 | 17.723 | 32.9296 | 0 | 64.7934 | 0
2042 | 9 | 25 | 23 | 89.182 | 9.182 | 30.0515 | 0 | 59.1304 | 0
2042 | 9 | 25 | 24 | 84.077 | 4.077 | 28.3313 | 0 | 55.7457 | 0
2042 | 9 | 26 | 1 | 77.5003 | 0 | 26.1152 | 0 | 51.3852 | 0
2042 | 9 | 26 | 2 | 72.8845 | 0 | 24.5598 | 0 | 48.3247 | 0
2042 | 9 | 26 | 3 | 71.9296 | 0 | 24.238 | 0 | 47.6916 | 0
2042 | 9 | 26 | 4 | 71.9539 | 0 | 24.2462 | 0 | 47.7077 | 0
2042 | 9 | 26 | 5 | 72.7539 | 0 | 24.5158 | 0 | 48.2382 | 0
2042 | 9 | 26 | 6 | 75.7519 | 0 | 25.526 | 0 | 50.2259 | 0
2042 | 9 | 26 | 7 | 83.3321 | 3.3321 | 28.0803 | 0 | 55.2518 | 0
2042 | 9 | 26 | 8 | 89.7619 | 9.7619 | 30.2469 | 0 | 59.515 | 0
2042 | 9 | 26 | 9 | 92.3365 | 12.3365 | 31.1145 | 0 | 61.222 | 0
2042 | 9 | 26 | 10 | 91.2958 | 11.2958 | 30.7638 | 0 | 60.532 | 0
2042 | 9 | 26 | 11 | 87.1037 | 7.1037 | 29.3512 | 0 | 57.7525 | 0
2042 | 9 | 26 | 12 | 82.243 | 2.243 | 27.7133 | 0 | 54.5297 | 0
2042 | 9 | 26 | 13 | 68.9057 | 0 | 23.2191 | 0 | 45.6866 | 0
2042 | 9 | 26 | 14 | 68.9996 | 0 | 23.2507 | 0 | 45.7489 | 0
2042 | 9 | 26 | 15 | 74.6894 | 0 | 25.168 | 0 | 49.5214 | 0
2042 | 9 | 26 | 16 | 79.2459 | 0 | 26.7034 | 0 | 52.5425 | 0
2042 | 9 | 26 | 17 | 87.2065 | 7.2065 | 29.3859 | 0 | 57.8207 | 0
2042 | 9 | 26 | 18 | 95.4893 | 15.4893 | 32.1769 | 0 | 63.3124 | 0
2042 | 9 | 26 | 19 | 98.748 | 18.748 | 33.275 | 0 | 65.473 | 0
2042 | 9 | 26 | 20 | 101.0599 | 21.0599 | 34.054 | 0 | 67.0059 | 0
2042 | 9 | 26 | 21 | 96.913 | 16.913 | 32.6566 | 0 | 64.2564 | 0
2042 | 9 | 26 | 22 | 89.7647 | 9.7647 | 30.2479 | 0 | 59.5168 | 0
2042 | 9 | 26 | 23 | 82.6366 | 2.6366 | 27.8459 | 0 | 54.7907 | 0
2042 | 9 | 26 | 24 | 78.5832 | 0 | 26.4801 | 0 | 52.1032 | 0
2042 | 9 | 27 | 1 | 75.8189 | 0 | 25.5486 | 0 | 50.2703 | 0
2042 | 9 | 27 | 2 | 68.1852 | 0 | 22.9763 | 0 | 45.2089 | 0
2042 | 9 | 27 | 3 | 66.315 | 0 | 22.3461 | 0 | 43.969 | 0
2042 | 9 | 27 | 4 | 65.3025 | 0 | 22.0049 | 0 | 43.2976 | 0
2042 | 9 | 27 | 5 | 65.5174 | 0 | 22.0773 | 0 | 43.4401 | 0
2042 | 9 | 27 | 6 | 68.0197 | 0 | 22.9205 | 0 | 45.0992 | 0
2042 | 9 | 27 | 7 | 70.4403 | 0 | 23.7362 | 0 | 46.7041 | 0
2042 | 9 | 27 | 8 | 74.0231 | 0 | 24.9435 | 0 | 49.0797 | 0
2042 | 9 | 27 | 9 | 75.5863 | 0 | 25.4702 | 0 | 50.1161 | 0
2042 | 9 | 27 | 10 | 72.7854 | 0 | 24.5264 | 0 | 48.259 | 0
2042 | 9 | 27 | 11 | 65.8036 | 0 | 22.1737 | 0 | 43.6298 | 0
2042 | 9 | 27 | 12 | 59.1863 | 0 | 19.9439 | 0 | 39.2424 | 0
2042 | 9 | 27 | 13 | 50.8892 | 0 | 17.1481 | 0 | 33.7411 | 0
2042 | 9 | 27 | 14 | 50.3401 | 0 | 16.963 | 0 | 33.377 | 0
2042 | 9 | 27 | 15 | 55.6081 | 0 | 18.7382 | 0 | 36.8699 | 0
2042 | 9 | 27 | 16 | 59.5847 | 0 | 20.0782 | 0 | 39.5065 | 0
2042 | 9 | 27 | 17 | 67.6028 | 0 | 22.78 | 0 | 44.8228 | 0
2042 | 9 | 27 | 18 | 78.6828 | 0 | 26.5136 | 0 | 52.1692 | 0
2042 | 9 | 27 | 19 | 89.0947 | 9.0947 | 30.0221 | 0 | 59.0726 | 0
2042 | 9 | 27 | 20 | 90.3627 | 10.3627 | 30.4494 | 0 | 59.9133 | 0
2042 | 9 | 27 | 21 | 85.3892 | 5.3892 | 28.7735 | 0 | 56.6157 | 0
2042 | 9 | 27 | 22 | 78.8147 | 0 | 26.5581 | 0 | 52.2566 | 0
2042 | 9 | 27 | 23 | 73.1605 | 0 | 24.6528 | 0 | 48.5077 | 0
2042 | 9 | 27 | 24 | 69.7904 | 0 | 23.5172 | 0 | 46.2732 | 0
2042 | 9 | 28 | 1 | 70.1087 | 0 | 23.6244 | 0 | 46.4843 | 0
2042 | 9 | 28 | 2 | 66.4707 | 0 | 22.3985 | 0 | 44.0722 | 0
2042 | 9 | 28 | 3 | 65.7884 | 0 | 22.1686 | 0 | 43.6198 | 0
2042 | 9 | 28 | 4 | 65.3911 | 0 | 22.0347 | 0 | 43.3563 | 0
2042 | 9 | 28 | 5 | 64.9601 | 0 | 21.8895 | 0 | 43.0706 | 0
2042 | 9 | 28 | 6 | 66.5433 | 0 | 22.423 | 0 | 44.1203 | 0
2042 | 9 | 28 | 7 | 70.2673 | 0 | 23.6779 | 0 | 46.5894 | 0
2042 | 9 | 28 | 8 | 73.9847 | 0 | 24.9305 | 0 | 49.0542 | 0
2042 | 9 | 28 | 9 | 76.053 | 0 | 25.6275 | 0 | 50.4255 | 0
2042 | 9 | 28 | 10 | 74.0786 | 0 | 24.9622 | 0 | 49.1165 | 0
2042 | 9 | 28 | 11 | 68.7007 | 0 | 23.15 | 0 | 45.5508 | 0
2042 | 9 | 28 | 12 | 67.5329 | 0 | 22.7565 | 0 | 44.7764 | 0
2042 | 9 | 28 | 13 | 62.4352 | 0 | 21.0387 | 0 | 41.3965 | 0
2042 | 9 | 28 | 14 | 61.75 | 0 | 20.8078 | 0 | 40.9422 | 0
2042 | 9 | 28 | 15 | 66.1091 | 0 | 22.2767 | 0 | 43.8324 | 0
2042 | 9 | 28 | 16 | 68.4297 | 0 | 23.0587 | 0 | 45.371 | 0
2042 | 9 | 28 | 17 | 76.2129 | 0 | 25.6814 | 0 | 50.5315 | 0
2042 | 9 | 28 | 18 | 88.6278 | 8.6278 | 29.8648 | 0 | 58.763 | 0
2042 | 9 | 28 | 19 | 97.1431 | 17.1431 | 32.7342 | 0 | 64.4089 | 0
2042 | 9 | 28 | 20 | 98.9124 | 18.9124 | 33.3304 | 0 | 65.582 | 0
2042 | 9 | 28 | 21 | 93.8768 | 13.8768 | 31.6335 | 0 | 62.2433 | 0
2042 | 9 | 28 | 22 | 86.6769 | 6.6769 | 29.2074 | 0 | 57.4695 | 0
2042 | 9 | 28 | 23 | 80.2475 | 0.24754 | 27.0409 | 0 | 53.2066 | 0
2042 | 9 | 28 | 24 | 76.4581 | 0 | 25.764 | 0 | 50.6941 | 0
2042 | 9 | 29 | 1 | 72.4748 | 0 | 24.4217 | 0 | 48.0531 | 0
2042 | 9 | 29 | 2 | 73.3884 | 0 | 24.7296 | 0 | 48.6588 | 0
2042 | 9 | 29 | 3 | 73.4144 | 0 | 24.7383 | 0 | 48.6761 | 0
2042 | 9 | 29 | 4 | 73.5461 | 0 | 24.7827 | 0 | 48.7634 | 0
2042 | 9 | 29 | 5 | 74.734 | 0 | 25.183 | 0 | 49.551 | 0
2042 | 9 | 29 | 6 | 77.8358 | 0 | 26.2282 | 0 | 51.6076 | 0
2042 | 9 | 29 | 7 | 81.6339 | 1.6339 | 27.5081 | 0 | 54.1259 | 0
2042 | 9 | 29 | 8 | 88.4362 | 8.4362 | 29.8002 | 0 | 58.636 | 0
2042 | 9 | 29 | 9 | 86.762 | 6.762 | 29.2361 | 0 | 57.526 | 0
2042 | 9 | 29 | 10 | 80.0878 | 0.087769 | 26.9871 | 0 | 53.1007 | 0
2042 | 9 | 29 | 11 | 73.3649 | 0 | 24.7217 | 0 | 48.6432 | 0
2042 | 9 | 29 | 12 | 70.2595 | 0 | 23.6753 | 0 | 46.5843 | 0
2042 | 9 | 29 | 13 | 74.8139 | 0 | 25.2099 | 0 | 49.604 | 0
2042 | 9 | 29 | 14 | 75.1973 | 0 | 25.3391 | 0 | 49.8581 | 0
2042 | 9 | 29 | 15 | 79.3288 | 0 | 26.7313 | 0 | 52.5975 | 0
2042 | 9 | 29 | 16 | 83.6666 | 3.6666 | 28.193 | 0 | 55.4736 | 0
2042 | 9 | 29 | 17 | 92.2231 | 12.2231 | 31.0763 | 0 | 61.1468 | 0
2042 | 9 | 29 | 18 | 100.7203 | 20.7203 | 33.9396 | 0 | 66.7807 | 0
2042 | 9 | 29 | 19 | 101.2491 | 21.2491 | 34.1178 | 0 | 67.1314 | 0
2042 | 9 | 29 | 20 | 104.5335 | 24.5335 | 35.2245 | 0 | 69.309 | 0
2042 | 9 | 29 | 21 | 100.1039 | 20.1039 | 33.7319 | 0 | 66.372 | 0
2042 | 9 | 29 | 22 | 92.9256 | 12.9256 | 31.313 | 0 | 61.6126 | 0
2042 | 9 | 29 | 23 | 85.9606 | 5.9606 | 28.966 | 0 | 56.9946 | 0
2042 | 9 | 29 | 24 | 81.8617 | 1.8617 | 27.5848 | 0 | 54.2769 | 0
2042 | 9 | 30 | 1 | 76.7306 | 0 | 25.8558 | 0 | 50.8748 | 0
2042 | 9 | 30 | 2 | 77.4947 | 0 | 26.1133 | 0 | 51.3814 | 0
2042 | 9 | 30 | 3 | 77.3347 | 0 | 26.0594 | 0 | 51.2753 | 0
2042 | 9 | 30 | 4 | 77.325 | 0 | 26.0561 | 0 | 51.2689 | 0
2042 | 9 | 30 | 5 | 78.2051 | 0 | 26.3527 | 0 | 51.8525 | 0
2042 | 9 | 30 | 6 | 81.4114 | 1.4114 | 27.4331 | 0 | 53.9783 | 0
2042 | 9 | 30 | 7 | 86.0039 | 6.0039 | 28.9806 | 0 | 57.0233 | 0
2042 | 9 | 30 | 8 | 92.328 | 12.328 | 31.1116 | 0 | 61.2164 | 0
2042 | 9 | 30 | 9 | 89.5374 | 9.5374 | 30.1713 | 0 | 59.3661 | 0
2042 | 9 | 30 | 10 | 79.7186 | 0 | 26.8627 | 0 | 52.8559 | 0
2042 | 9 | 30 | 11 | 69.7665 | 0 | 23.5091 | 0 | 46.2574 | 0
2042 | 9 | 30 | 12 | 64.4236 | 0 | 21.7087 | 0 | 42.7149 | 0
2042 | 9 | 30 | 13 | 65.4898 | 0 | 22.068 | 0 | 43.4218 | 0
2042 | 9 | 30 | 14 | 65.4231 | 0 | 22.0455 | 0 | 43.3776 | 0
2042 | 9 | 30 | 15 | 70.1809 | 0 | 23.6488 | 0 | 46.5321 | 0
2042 | 9 | 30 | 16 | 73.7734 | 0 | 24.8593 | 0 | 48.9141 | 0
2042 | 9 | 30 | 17 | 84.5187 | 4.5187 | 28.4801 | 0 | 56.0385 | 0
2042 | 9 | 30 | 18 | 97.397 | 17.397 | 32.8197 | 0 | 64.5773 | 0
2042 | 9 | 30 | 19 | 104.0886 | 24.0886 | 35.0746 | 0 | 69.014 | 0
2042 | 9 | 30 | 20 | 108.5739 | 28.5739 | 36.586 | 0 | 71.9879 | 0
2042 | 9 | 30 | 21 | 103.7932 | 23.7932 | 34.9751 | 0 | 68.8182 | 0
2042 | 9 | 30 | 22 | 96.8627 | 16.8627 | 32.6397 | 0 | 64.223 | 0
2042 | 9 | 30 | 23 | 89.3066 | 9.3066 | 30.0935 | 0 | 59.2131 | 0
2042 | 9 | 30 | 24 | 84.2323 | 4.2323 | 28.3836 | 0 | 55.8486 | 0
2042 | 10 | 1 | 1 | 75.5728 | 0 | 25.4657 | 0 | 50.1072 | 0
2042 | 10 | 1 | 2 | 72.0479 | 0 | 24.2779 | 0 | 47.77 | 0
2042 | 10 | 1 | 3 | 71.4345 | 0 | 24.0712 | 0 | 47.3633 | 0
2042 | 10 | 1 | 4 | 71.2309 | 0 | 24.0026 | 0 | 47.2283 | 0
2042 | 10 | 1 | 5 | 73.2427 | 0 | 24.6805 | 0 | 48.5622 | 0
2042 | 10 | 1 | 6 | 76.576 | 0 | 25.8037 | 0 | 50.7723 | 0
2042 | 10 | 1 | 7 | 80.0499 | 0.049923 | 26.9743 | 0 | 53.0756 | 0
2042 | 10 | 1 | 8 | 88.4244 | 8.4244 | 29.7963 | 0 | 58.6282 | 0
2042 | 10 | 1 | 9 | 85.4529 | 5.4529 | 28.7949 | 0 | 56.6579 | 0
2042 | 10 | 1 | 10 | 76.7632 | 0 | 25.8668 | 0 | 50.8964 | 0
2042 | 10 | 1 | 11 | 66.8484 | 0 | 22.5258 | 0 | 44.3226 | 0
2042 | 10 | 1 | 12 | 60.6829 | 0 | 20.4482 | 0 | 40.2347 | 0
2042 | 10 | 1 | 13 | 66.2032 | 0 | 22.3084 | 0 | 43.8948 | 0
2042 | 10 | 1 | 14 | 63.7491 | 0 | 21.4815 | 0 | 42.2677 | 0
2042 | 10 | 1 | 15 | 66.2404 | 0 | 22.3209 | 0 | 43.9195 | 0
2042 | 10 | 1 | 16 | 69.5659 | 0 | 23.4415 | 0 | 46.1244 | 0
2042 | 10 | 1 | 17 | 78.1285 | 0 | 26.3269 | 0 | 51.8017 | 0
2042 | 10 | 1 | 18 | 89.7841 | 9.7841 | 30.2544 | 0 | 59.5297 | 0
2042 | 10 | 1 | 19 | 94.9586 | 14.9586 | 31.9981 | 0 | 62.9605 | 0
2042 | 10 | 1 | 20 | 98.0094 | 18.0094 | 33.0261 | 0 | 64.9833 | 0
2042 | 10 | 1 | 21 | 93.1334 | 13.1334 | 31.383 | 0 | 61.7504 | 0
2042 | 10 | 1 | 22 | 87.0068 | 7.0068 | 29.3186 | 0 | 57.6883 | 0
2042 | 10 | 1 | 23 | 80.1454 | 0.14543 | 27.0065 | 0 | 53.1389 | 0
2042 | 10 | 1 | 24 | 74.8135 | 0 | 25.2098 | 0 | 49.6037 | 0
2042 | 10 | 2 | 1 | 67.9905 | 0 | 22.9106 | 0 | 45.0798 | 0
2042 | 10 | 2 | 2 | 66.7282 | 0 | 22.4853 | 0 | 44.2429 | 0
2042 | 10 | 2 | 3 | 65.5427 | 0 | 22.0858 | 0 | 43.4568 | 0
2042 | 10 | 2 | 4 | 65.3781 | 0 | 22.0304 | 0 | 43.3477 | 0
2042 | 10 | 2 | 5 | 66.7764 | 0 | 22.5015 | 0 | 44.2748 | 0
2042 | 10 | 2 | 6 | 70.0526 | 0 | 23.6055 | 0 | 46.4471 | 0
2042 | 10 | 2 | 7 | 76.617 | 0 | 25.8175 | 0 | 50.7995 | 0
2042 | 10 | 2 | 8 | 85.3184 | 5.3184 | 28.7496 | 0 | 56.5688 | 0
2042 | 10 | 2 | 9 | 85.5286 | 5.5286 | 28.8204 | 0 | 56.7081 | 0
2042 | 10 | 2 | 10 | 81.1078 | 1.1078 | 27.3308 | 0 | 53.777 | 0
2042 | 10 | 2 | 11 | 74.8893 | 0 | 25.2354 | 0 | 49.654 | 0
2042 | 10 | 2 | 12 | 69.5841 | 0 | 23.4477 | 0 | 46.1364 | 0
2042 | 10 | 2 | 13 | 66.422 | 0 | 22.3821 | 0 | 44.0399 | 0
2042 | 10 | 2 | 14 | 63.8946 | 0 | 21.5305 | 0 | 42.3642 | 0
2042 | 10 | 2 | 15 | 66.2477 | 0 | 22.3234 | 0 | 43.9243 | 0
2042 | 10 | 2 | 16 | 70.3658 | 0 | 23.7111 | 0 | 46.6548 | 0
2042 | 10 | 2 | 17 | 77.0997 | 0 | 25.9802 | 0 | 51.1195 | 0
2042 | 10 | 2 | 18 | 85.3595 | 5.3595 | 28.7635 | 0 | 56.596 | 0
2042 | 10 | 2 | 19 | 88.9716 | 8.9716 | 29.9806 | 0 | 58.991 | 0
2042 | 10 | 2 | 20 | 91.2956 | 11.2956 | 30.7637 | 0 | 60.5318 | 0
2042 | 10 | 2 | 21 | 86.3466 | 6.3466 | 29.0961 | 0 | 57.2505 | 0
2042 | 10 | 2 | 22 | 79.8224 | 0 | 26.8976 | 0 | 52.9248 | 0
2042 | 10 | 2 | 23 | 72.6159 | 0 | 24.4693 | 0 | 48.1466 | 0
2042 | 10 | 2 | 24 | 67.6224 | 0 | 22.7866 | 0 | 44.8358 | 0
2042 | 10 | 3 | 1 | 66.9513 | 0 | 22.5605 | 0 | 44.3908 | 0
2042 | 10 | 3 | 2 | 57.876 | 0 | 19.5024 | 0 | 38.3736 | 0
2042 | 10 | 3 | 3 | 56.9522 | 0 | 19.1911 | 0 | 37.7611 | 0
2042 | 10 | 3 | 4 | 57.4179 | 0 | 19.348 | 0 | 38.0699 | 0
2042 | 10 | 3 | 5 | 59.8479 | 0 | 20.1669 | 0 | 39.681 | 0
2042 | 10 | 3 | 6 | 63.3945 | 0 | 21.362 | 0 | 42.0325 | 0
2042 | 10 | 3 | 7 | 65.343 | 0 | 22.0185 | 0 | 43.3245 | 0
2042 | 10 | 3 | 8 | 74.2349 | 0 | 25.0148 | 0 | 49.2201 | 0
2042 | 10 | 3 | 9 | 71.8052 | 0 | 24.1961 | 0 | 47.6091 | 0
2042 | 10 | 3 | 10 | 62.5031 | 0 | 21.0616 | 0 | 41.4415 | 0
2042 | 10 | 3 | 11 | 52.4296 | 0 | 17.6671 | 0 | 34.7625 | 0
2042 | 10 | 3 | 12 | 46.5111 | 0 | 15.6728 | 0 | 30.8383 | 0
2042 | 10 | 3 | 13 | 35.5407 | 0 | 11.9761 | 0 | 23.5646 | 0
2042 | 10 | 3 | 14 | 32.5634 | 0 | 10.9728 | 0 | 21.5905 | 0
2042 | 10 | 3 | 15 | 37.317 | 0 | 12.5747 | 0 | 24.7423 | 0
2042 | 10 | 3 | 16 | 42.4286 | 0 | 14.2971 | 0 | 28.1315 | 0
2042 | 10 | 3 | 17 | 53.9483 | 0 | 18.1789 | 0 | 35.7694 | 0
2042 | 10 | 3 | 18 | 69.6227 | 0 | 23.4607 | 0 | 46.1621 | 0
2042 | 10 | 3 | 19 | 85.978 | 5.978 | 28.9719 | 0 | 57.0061 | 0
2042 | 10 | 3 | 20 | 90.6876 | 10.6876 | 30.5589 | 0 | 60.1287 | 0
2042 | 10 | 3 | 21 | 86.4432 | 6.4432 | 29.1287 | 0 | 57.3146 | 0
2042 | 10 | 3 | 22 | 81.5003 | 1.5003 | 27.463 | 0 | 54.0372 | 0
2042 | 10 | 3 | 23 | 75.6835 | 0 | 25.503 | 0 | 50.1805 | 0
2042 | 10 | 3 | 24 | 71.1559 | 0 | 23.9773 | 0 | 47.1786 | 0
2042 | 10 | 4 | 1 | 67.8614 | 0 | 22.8672 | 0 | 44.9942 | 0
2042 | 10 | 4 | 2 | 68.0673 | 0 | 22.9365 | 0 | 45.1307 | 0
2042 | 10 | 4 | 3 | 67.1592 | 0 | 22.6306 | 0 | 44.5287 | 0
2042 | 10 | 4 | 4 | 66.7825 | 0 | 22.5036 | 0 | 44.2789 | 0
2042 | 10 | 4 | 5 | 67.0811 | 0 | 22.6042 | 0 | 44.4769 | 0
2042 | 10 | 4 | 6 | 69.4529 | 0 | 23.4035 | 0 | 46.0495 | 0
2042 | 10 | 4 | 7 | 73.7511 | 0 | 24.8518 | 0 | 48.8993 | 0
2042 | 10 | 4 | 8 | 79.8875 | 0 | 26.9196 | 0 | 52.9679 | 0
2042 | 10 | 4 | 9 | 79.0693 | 0 | 26.6439 | 0 | 52.4254 | 0
2042 | 10 | 4 | 10 | 70.4822 | 0 | 23.7503 | 0 | 46.7319 | 0
2042 | 10 | 4 | 11 | 58.6487 | 0 | 19.7628 | 0 | 38.8859 | 0
2042 | 10 | 4 | 12 | 53.364 | 0 | 17.982 | 0 | 35.382 | 0
2042 | 10 | 4 | 13 | 48.3667 | 0 | 16.2981 | 0 | 32.0687 | 0
2042 | 10 | 4 | 14 | 43.2212 | 0 | 14.5642 | 0 | 28.657 | 0
2042 | 10 | 4 | 15 | 45.921 | 0 | 15.4739 | 0 | 30.4471 | 0
2042 | 10 | 4 | 16 | 48.887 | 0 | 16.4734 | 0 | 32.4136 | 0
2042 | 10 | 4 | 17 | 58.5277 | 0 | 19.722 | 0 | 38.8057 | 0
2042 | 10 | 4 | 18 | 75.716 | 0 | 25.5139 | 0 | 50.2021 | 0
2042 | 10 | 4 | 19 | 95.8047 | 15.8047 | 32.2832 | 0 | 63.5215 | 0
2042 | 10 | 4 | 20 | 98.3259 | 18.3259 | 33.1327 | 0 | 65.1932 | 0
2042 | 10 | 4 | 21 | 91.6107 | 11.6107 | 30.8699 | 0 | 60.7408 | 0
2042 | 10 | 4 | 22 | 84.8229 | 4.8229 | 28.5827 | 0 | 56.2403 | 0
2042 | 10 | 4 | 23 | 79.3585 | 0 | 26.7413 | 0 | 52.6172 | 0
2042 | 10 | 4 | 24 | 74.8211 | 0 | 25.2124 | 0 | 49.6087 | 0
2042 | 10 | 5 | 1 | 64.6271 | 0 | 21.7773 | 0 | 42.8498 | 0
2042 | 10 | 5 | 2 | 72.7374 | 0 | 24.5102 | 0 | 48.2272 | 0
2042 | 10 | 5 | 3 | 71.9155 | 0 | 24.2333 | 0 | 47.6823 | 0
2042 | 10 | 5 | 4 | 71.5401 | 0 | 24.1068 | 0 | 47.4333 | 0
2042 | 10 | 5 | 5 | 72.0022 | 0 | 24.2625 | 0 | 47.7397 | 0
2042 | 10 | 5 | 6 | 74.6903 | 0 | 25.1683 | 0 | 49.522 | 0
2042 | 10 | 5 | 7 | 77.9254 | 0 | 26.2584 | 0 | 51.667 | 0
2042 | 10 | 5 | 8 | 83.3534 | 3.3534 | 28.0875 | 0 | 55.2659 | 0
2042 | 10 | 5 | 9 | 82.1065 | 2.1065 | 27.6673 | 0 | 54.4392 | 0
2042 | 10 | 5 | 10 | 78.6378 | 0 | 26.4985 | 0 | 52.1393 | 0
2042 | 10 | 5 | 11 | 70.7816 | 0 | 23.8512 | 0 | 46.9304 | 0
2042 | 10 | 5 | 12 | 66.115 | 0 | 22.2787 | 0 | 43.8363 | 0
2042 | 10 | 5 | 13 | 70.615 | 0 | 23.7951 | 0 | 46.82 | 0
2042 | 10 | 5 | 14 | 67.2482 | 0 | 22.6605 | 0 | 44.5877 | 0
2042 | 10 | 5 | 15 | 68.7343 | 0 | 23.1613 | 0 | 45.573 | 0
2042 | 10 | 5 | 16 | 72.419 | 0 | 24.4029 | 0 | 48.0161 | 0
2042 | 10 | 5 | 17 | 82.7954 | 2.7954 | 27.8994 | 0 | 54.8959 | 0
2042 | 10 | 5 | 18 | 93.3689 | 13.3689 | 31.4624 | 0 | 61.9065 | 0
2042 | 10 | 5 | 19 | 97.9842 | 17.9842 | 33.0176 | 0 | 64.9666 | 0
2042 | 10 | 5 | 20 | 100.4971 | 20.4971 | 33.8644 | 0 | 66.6327 | 0
2042 | 10 | 5 | 21 | 95.3567 | 15.3567 | 32.1322 | 0 | 63.2245 | 0
2042 | 10 | 5 | 22 | 89.3019 | 9.3019 | 30.0919 | 0 | 59.21 | 0
2042 | 10 | 5 | 23 | 83.5181 | 3.5181 | 28.143 | 0 | 55.3751 | 0
2042 | 10 | 5 | 24 | 79.0844 | 0 | 26.649 | 0 | 52.4355 | 0
2042 | 10 | 6 | 1 | 69.5156 | 0 | 23.4246 | 0 | 46.091 | 0
2042 | 10 | 6 | 2 | 71.5776 | 0 | 24.1194 | 0 | 47.4582 | 0
2042 | 10 | 6 | 3 | 71.0104 | 0 | 23.9283 | 0 | 47.0821 | 0
2042 | 10 | 6 | 4 | 71.1608 | 0 | 23.979 | 0 | 47.1819 | 0
2042 | 10 | 6 | 5 | 72.2901 | 0 | 24.3595 | 0 | 47.9306 | 0
2042 | 10 | 6 | 6 | 75.422 | 0 | 25.4148 | 0 | 50.0071 | 0
2042 | 10 | 6 | 7 | 83.5181 | 3.5181 | 28.143 | 0 | 55.3751 | 0
2042 | 10 | 6 | 8 | 91.6323 | 11.6323 | 30.8772 | 0 | 60.7551 | 0
2042 | 10 | 6 | 9 | 89.1872 | 9.1872 | 30.0533 | 0 | 59.1339 | 0
2042 | 10 | 6 | 10 | 80.3 | 0.29998 | 27.0586 | 0 | 53.2414 | 0
2042 | 10 | 6 | 11 | 69.3274 | 0 | 23.3612 | 0 | 45.9663 | 0
2042 | 10 | 6 | 12 | 61.1213 | 0 | 20.596 | 0 | 40.5253 | 0
2042 | 10 | 6 | 13 | 66.1425 | 0 | 22.288 | 0 | 43.8546 | 0
2042 | 10 | 6 | 14 | 65.0092 | 0 | 21.9061 | 0 | 43.1032 | 0
2042 | 10 | 6 | 15 | 68.8125 | 0 | 23.1877 | 0 | 45.6249 | 0
2042 | 10 | 6 | 16 | 73.3571 | 0 | 24.719 | 0 | 48.638 | 0
2042 | 10 | 6 | 17 | 83.0303 | 3.0303 | 27.9786 | 0 | 55.0517 | 0
2042 | 10 | 6 | 18 | 94.7226 | 14.7226 | 31.9185 | 0 | 62.8041 | 0
2042 | 10 | 6 | 19 | 97.7224 | 17.7224 | 32.9294 | 0 | 64.793 | 0
2042 | 10 | 6 | 20 | 100.4784 | 20.4784 | 33.8581 | 0 | 66.6203 | 0
2042 | 10 | 6 | 21 | 94.8936 | 14.8936 | 31.9762 | 0 | 62.9174 | 0
2042 | 10 | 6 | 22 | 88.0995 | 8.0995 | 29.6868 | 0 | 58.4128 | 0
2042 | 10 | 6 | 23 | 80.5069 | 0.50687 | 27.1283 | 0 | 53.3786 | 0
2042 | 10 | 6 | 24 | 75.1664 | 0 | 25.3287 | 0 | 49.8377 | 0
2042 | 10 | 7 | 1 | 69.6601 | 0 | 23.4732 | 0 | 46.1868 | 0
2042 | 10 | 7 | 2 | 70.8357 | 0 | 23.8694 | 0 | 46.9663 | 0
2042 | 10 | 7 | 3 | 69.7371 | 0 | 23.4992 | 0 | 46.2379 | 0
2042 | 10 | 7 | 4 | 69.5406 | 0 | 23.433 | 0 | 46.1076 | 0
2042 | 10 | 7 | 5 | 70.6324 | 0 | 23.8009 | 0 | 46.8315 | 0
2042 | 10 | 7 | 6 | 73.4208 | 0 | 24.7405 | 0 | 48.6803 | 0
2042 | 10 | 7 | 7 | 79.8124 | 0 | 26.8943 | 0 | 52.9182 | 0
2042 | 10 | 7 | 8 | 87.3199 | 7.3199 | 29.4241 | 0 | 57.8958 | 0
2042 | 10 | 7 | 9 | 86.2456 | 6.2456 | 29.0621 | 0 | 57.1836 | 0
2042 | 10 | 7 | 10 | 80.9744 | 0.97437 | 27.2858 | 0 | 53.6886 | 0
2042 | 10 | 7 | 11 | 75.2133 | 0 | 25.3445 | 0 | 49.8688 | 0
2042 | 10 | 7 | 12 | 71.0015 | 0 | 23.9253 | 0 | 47.0762 | 0
2042 | 10 | 7 | 13 | 65.2324 | 0 | 21.9813 | 0 | 43.2511 | 0
2042 | 10 | 7 | 14 | 62.2869 | 0 | 20.9887 | 0 | 41.2982 | 0
2042 | 10 | 7 | 15 | 66.9611 | 0 | 22.5638 | 0 | 44.3973 | 0
2042 | 10 | 7 | 16 | 72.076 | 0 | 24.2873 | 0 | 47.7886 | 0
2042 | 10 | 7 | 17 | 81.2194 | 1.2194 | 27.3684 | 0 | 53.851 | 0
2042 | 10 | 7 | 18 | 90.7179 | 10.7179 | 30.5691 | 0 | 60.1488 | 0
2042 | 10 | 7 | 19 | 95.9505 | 15.9505 | 32.3323 | 0 | 63.6182 | 0
2042 | 10 | 7 | 20 | 96.9731 | 16.9731 | 32.6769 | 0 | 64.2962 | 0
2042 | 10 | 7 | 21 | 91.5749 | 11.5749 | 30.8579 | 0 | 60.717 | 0
2042 | 10 | 7 | 22 | 84.4186 | 4.4186 | 28.4464 | 0 | 55.9722 | 0
2042 | 10 | 7 | 23 | 76.5149 | 0 | 25.7831 | 0 | 50.7318 | 0
2042 | 10 | 7 | 24 | 71.2546 | 0 | 24.0106 | 0 | 47.2441 | 0
2042 | 10 | 8 | 1 | 71.5259 | 0 | 24.102 | 0 | 47.4239 | 0
2042 | 10 | 8 | 2 | 67.2119 | 0 | 22.6483 | 0 | 44.5636 | 0
2042 | 10 | 8 | 3 | 66.5011 | 0 | 22.4088 | 0 | 44.0923 | 0
2042 | 10 | 8 | 4 | 66.8069 | 0 | 22.5118 | 0 | 44.2951 | 0
2042 | 10 | 8 | 5 | 69.2393 | 0 | 23.3315 | 0 | 45.9079 | 0
2042 | 10 | 8 | 6 | 72.148 | 0 | 24.3116 | 0 | 47.8364 | 0
2042 | 10 | 8 | 7 | 73.496 | 0 | 24.7659 | 0 | 48.7302 | 0
2042 | 10 | 8 | 8 | 83.099 | 3.099 | 28.0018 | 0 | 55.0973 | 0
2042 | 10 | 8 | 9 | 81.3805 | 1.3805 | 27.4227 | 0 | 53.9579 | 0
2042 | 10 | 8 | 10 | 74.4028 | 0 | 25.0714 | 0 | 49.3314 | 0
2042 | 10 | 8 | 11 | 68.2915 | 0 | 23.0121 | 0 | 45.2794 | 0
2042 | 10 | 8 | 12 | 65.1105 | 0 | 21.9402 | 0 | 43.1703 | 0
2042 | 10 | 8 | 13 | 72.6974 | 0 | 24.4967 | 0 | 48.2006 | 0
2042 | 10 | 8 | 14 | 71.3494 | 0 | 24.0425 | 0 | 47.3069 | 0
2042 | 10 | 8 | 15 | 74.3026 | 0 | 25.0376 | 0 | 49.265 | 0
2042 | 10 | 8 | 16 | 76.2757 | 0 | 25.7025 | 0 | 50.5732 | 0
2042 | 10 | 8 | 17 | 83.8395 | 3.8395 | 28.2513 | 0 | 55.5882 | 0
2042 | 10 | 8 | 18 | 93.4738 | 13.4738 | 31.4977 | 0 | 61.976 | 0
2042 | 10 | 8 | 19 | 96.1019 | 16.1019 | 32.3833 | 0 | 63.7186 | 0
2042 | 10 | 8 | 20 | 98.0215 | 18.0215 | 33.0302 | 0 | 64.9913 | 0
2042 | 10 | 8 | 21 | 92.623 | 12.623 | 31.2111 | 0 | 61.412 | 0
2042 | 10 | 8 | 22 | 86.9004 | 6.9004 | 29.2827 | 0 | 57.6177 | 0
2042 | 10 | 8 | 23 | 80.0271 | 0.027103 | 26.9666 | 0 | 53.0605 | 0
2042 | 10 | 8 | 24 | 74.5487 | 0 | 25.1206 | 0 | 49.4281 | 0
2042 | 10 | 9 | 1 | 73.2248 | 0 | 24.6745 | 0 | 48.5503 | 0
2042 | 10 | 9 | 2 | 72.6988 | 0 | 24.4972 | 0 | 48.2016 | 0
2042 | 10 | 9 | 3 | 71.9595 | 0 | 24.2481 | 0 | 47.7114 | 0
2042 | 10 | 9 | 4 | 71.8784 | 0 | 24.2208 | 0 | 47.6577 | 0
2042 | 10 | 9 | 5 | 73.042 | 0 | 24.6129 | 0 | 48.4291 | 0
2042 | 10 | 9 | 6 | 76.5915 | 0 | 25.8089 | 0 | 50.7826 | 0
2042 | 10 | 9 | 7 | 83.8071 | 3.8071 | 28.2404 | 0 | 55.5667 | 0
2042 | 10 | 9 | 8 | 92.8834 | 12.8834 | 31.2988 | 0 | 61.5846 | 0
2042 | 10 | 9 | 9 | 91.1038 | 11.1038 | 30.6991 | 0 | 60.4046 | 0
2042 | 10 | 9 | 10 | 82.5264 | 2.5264 | 27.8088 | 0 | 54.7176 | 0
2042 | 10 | 9 | 11 | 73.4394 | 0 | 24.7468 | 0 | 48.6926 | 0
2042 | 10 | 9 | 12 | 68.1457 | 0 | 22.9629 | 0 | 45.1827 | 0
2042 | 10 | 9 | 13 | 66.4196 | 0 | 22.3813 | 0 | 44.0383 | 0
2042 | 10 | 9 | 14 | 64.434 | 0 | 21.7122 | 0 | 42.7217 | 0
2042 | 10 | 9 | 15 | 65.3528 | 0 | 22.0219 | 0 | 43.331 | 0
2042 | 10 | 9 | 16 | 69.3249 | 0 | 23.3603 | 0 | 45.9646 | 0
2042 | 10 | 9 | 17 | 76.9767 | 0 | 25.9387 | 0 | 51.038 | 0
2042 | 10 | 9 | 18 | 87.2836 | 7.2836 | 29.4118 | 0 | 57.8718 | 0
2042 | 10 | 9 | 19 | 94.6552 | 14.6552 | 31.8958 | 0 | 62.7594 | 0
2042 | 10 | 9 | 20 | 96.1695 | 16.1695 | 32.4061 | 0 | 63.7634 | 0
2042 | 10 | 9 | 21 | 89.8541 | 9.8541 | 30.278 | 0 | 59.5761 | 0
2042 | 10 | 9 | 22 | 83.422 | 3.422 | 28.1106 | 0 | 55.3114 | 0
2042 | 10 | 9 | 23 | 76.6198 | 0 | 25.8185 | 0 | 50.8013 | 0
2042 | 10 | 9 | 24 | 71.1388 | 0 | 23.9715 | 0 | 47.1672 | 0
2042 | 10 | 10 | 1 | 71.9419 | 0 | 24.2422 | 0 | 47.6997 | 0
2042 | 10 | 10 | 2 | 65.9704 | 0 | 22.23 | 0 | 43.7405 | 0
2042 | 10 | 10 | 3 | 64.9759 | 0 | 21.8948 | 0 | 43.0811 | 0
2042 | 10 | 10 | 4 | 64.6338 | 0 | 21.7796 | 0 | 42.8542 | 0
2042 | 10 | 10 | 5 | 65.8349 | 0 | 22.1843 | 0 | 43.6506 | 0
2042 | 10 | 10 | 6 | 69.1171 | 0 | 23.2903 | 0 | 45.8268 | 0
2042 | 10 | 10 | 7 | 74.5918 | 0 | 25.1351 | 0 | 49.4567 | 0
2042 | 10 | 10 | 8 | 82.6079 | 2.6079 | 27.8363 | 0 | 54.7716 | 0
2042 | 10 | 10 | 9 | 80.1421 | 0.14214 | 27.0054 | 0 | 53.1368 | 0
2042 | 10 | 10 | 10 | 71.3495 | 0 | 24.0425 | 0 | 47.3069 | 0
2042 | 10 | 10 | 11 | 61.1941 | 0 | 20.6205 | 0 | 40.5736 | 0
2042 | 10 | 10 | 12 | 56.6356 | 0 | 19.0844 | 0 | 37.5512 | 0
2042 | 10 | 10 | 13 | 63.8231 | 0 | 21.5064 | 0 | 42.3167 | 0
2042 | 10 | 10 | 14 | 61.3662 | 0 | 20.6785 | 0 | 40.6877 | 0
2042 | 10 | 10 | 15 | 64.6336 | 0 | 21.7795 | 0 | 42.8541 | 0
2042 | 10 | 10 | 16 | 70.6272 | 0 | 23.7991 | 0 | 46.828 | 0
2042 | 10 | 10 | 17 | 78.9932 | 0 | 26.6182 | 0 | 52.375 | 0
2042 | 10 | 10 | 18 | 88.6883 | 8.6883 | 29.8852 | 0 | 58.8031 | 0
2042 | 10 | 10 | 19 | 100.5849 | 20.5849 | 33.8939 | 0 | 66.6909 | 0
2042 | 10 | 10 | 20 | 100.4262 | 20.4262 | 33.8405 | 0 | 66.5857 | 0
2042 | 10 | 10 | 21 | 94.5557 | 14.5557 | 31.8623 | 0 | 62.6934 | 0
2042 | 10 | 10 | 22 | 88.395 | 8.395 | 29.7863 | 0 | 58.6086 | 0
2042 | 10 | 10 | 23 | 82.3572 | 2.3572 | 27.7518 | 0 | 54.6054 | 0
2042 | 10 | 10 | 24 | 77.6355 | 0 | 26.1607 | 0 | 51.4748 | 0
2042 | 10 | 11 | 1 | 68.252 | 0 | 22.9988 | 0 | 45.2532 | 0
2042 | 10 | 11 | 2 | 76.1616 | 0 | 25.6641 | 0 | 50.4975 | 0
2042 | 10 | 11 | 3 | 74.8013 | 0 | 25.2057 | 0 | 49.5956 | 0
2042 | 10 | 11 | 4 | 74.3636 | 0 | 25.0582 | 0 | 49.3054 | 0
2042 | 10 | 11 | 5 | 74.7053 | 0 | 25.1734 | 0 | 49.532 | 0
2042 | 10 | 11 | 6 | 77.2995 | 0 | 26.0475 | 0 | 51.252 | 0
2042 | 10 | 11 | 7 | 80.9123 | 0.91232 | 27.2649 | 0 | 53.6474 | 0
2042 | 10 | 11 | 8 | 86.8452 | 6.8452 | 29.2641 | 0 | 57.5811 | 0
2042 | 10 | 11 | 9 | 86.0702 | 6.0702 | 29.003 | 0 | 57.0673 | 0
2042 | 10 | 11 | 10 | 80.772 | 0.77199 | 27.2176 | 0 | 53.5544 | 0
2042 | 10 | 11 | 11 | 72.0824 | 0 | 24.2895 | 0 | 47.7929 | 0
2042 | 10 | 11 | 12 | 66.6973 | 0 | 22.4749 | 0 | 44.2224 | 0
2042 | 10 | 11 | 13 | 46.0167 | 0 | 15.5062 | 0 | 30.5105 | 0
2042 | 10 | 11 | 14 | 40.8749 | 0 | 13.7736 | 0 | 27.1014 | 0
2042 | 10 | 11 | 15 | 42.9586 | 0 | 14.4757 | 0 | 28.4829 | 0
2042 | 10 | 11 | 16 | 48.5152 | 0 | 16.3481 | 0 | 32.1671 | 0
2042 | 10 | 11 | 17 | 61.8698 | 0 | 20.8482 | 0 | 41.0217 | 0
2042 | 10 | 11 | 18 | 79.5365 | 0 | 26.8013 | 0 | 52.7352 | 0
2042 | 10 | 11 | 19 | 93.6474 | 13.6474 | 31.5562 | 0 | 62.0912 | 0
2042 | 10 | 11 | 20 | 96.0327 | 16.0327 | 32.36 | 0 | 63.6727 | 0
2042 | 10 | 11 | 21 | 90.5774 | 10.5774 | 30.5217 | 0 | 60.0557 | 0
2042 | 10 | 11 | 22 | 84.2616 | 4.2616 | 28.3935 | 0 | 55.8681 | 0
2042 | 10 | 11 | 23 | 79 | 0 | 26.6205 | 0 | 52.3795 | 0
2042 | 10 | 11 | 24 | 75.2776 | 0 | 25.3662 | 0 | 49.9114 | 0
2042 | 10 | 12 | 1 | 69.7386 | 0 | 23.4997 | 0 | 46.2389 | 0
2042 | 10 | 12 | 2 | 70.0389 | 0 | 23.6009 | 0 | 46.438 | 0
2042 | 10 | 12 | 3 | 68.8296 | 0 | 23.1934 | 0 | 45.6362 | 0
2042 | 10 | 12 | 4 | 68.3769 | 0 | 23.0409 | 0 | 45.336 | 0
2042 | 10 | 12 | 5 | 68.5384 | 0 | 23.0953 | 0 | 45.4431 | 0
2042 | 10 | 12 | 6 | 70.4148 | 0 | 23.7276 | 0 | 46.6872 | 0
2042 | 10 | 12 | 7 | 65.701 | 0 | 22.1392 | 0 | 43.5618 | 0
2042 | 10 | 12 | 8 | 70.2808 | 0 | 23.6824 | 0 | 46.5984 | 0
2042 | 10 | 12 | 9 | 69.6151 | 0 | 23.4581 | 0 | 46.157 | 0
2042 | 10 | 12 | 10 | 64.6259 | 0 | 21.7769 | 0 | 42.849 | 0
2042 | 10 | 12 | 11 | 56.0846 | 0 | 18.8988 | 0 | 37.1859 | 0
2042 | 10 | 12 | 12 | 50.612 | 0 | 17.0547 | 0 | 33.5574 | 0
2042 | 10 | 12 | 13 | 48.0275 | 0 | 16.1837 | 0 | 31.8437 | 0
2042 | 10 | 12 | 14 | 45.6899 | 0 | 15.3961 | 0 | 30.2939 | 0
2042 | 10 | 12 | 15 | 48.9818 | 0 | 16.5053 | 0 | 32.4765 | 0
2042 | 10 | 12 | 16 | 54.4956 | 0 | 18.3633 | 0 | 36.1323 | 0
2042 | 10 | 12 | 17 | 65.3173 | 0 | 22.0099 | 0 | 43.3074 | 0
2042 | 10 | 12 | 18 | 80.9278 | 0.92778 | 27.2701 | 0 | 53.6577 | 0
2042 | 10 | 12 | 19 | 88.1954 | 8.1954 | 29.7191 | 0 | 58.4764 | 0
2042 | 10 | 12 | 20 | 87.928 | 7.928 | 29.629 | 0 | 58.2991 | 0
2042 | 10 | 12 | 21 | 82.7805 | 2.7805 | 27.8944 | 0 | 54.8861 | 0
2042 | 10 | 12 | 22 | 76.7537 | 0 | 25.8636 | 0 | 50.8901 | 0
2042 | 10 | 12 | 23 | 70.9297 | 0 | 23.9011 | 0 | 47.0286 | 0
2042 | 10 | 12 | 24 | 67.6082 | 0 | 22.7818 | 0 | 44.8264 | 0
2042 | 10 | 13 | 1 | 68.6593 | 0 | 23.136 | 0 | 45.5232 | 0
2042 | 10 | 13 | 2 | 56.9543 | 0 | 19.1918 | 0 | 37.7625 | 0
2042 | 10 | 13 | 3 | 54.5023 | 0 | 18.3656 | 0 | 36.1368 | 0
2042 | 10 | 13 | 4 | 53.959 | 0 | 18.1825 | 0 | 35.7765 | 0
2042 | 10 | 13 | 5 | 55.8191 | 0 | 18.8093 | 0 | 37.0098 | 0
2042 | 10 | 13 | 6 | 55.8388 | 0 | 18.8159 | 0 | 37.0229 | 0
2042 | 10 | 13 | 7 | 59.6725 | 0 | 20.1077 | 0 | 39.5647 | 0
2042 | 10 | 13 | 8 | 63.5384 | 0 | 21.4104 | 0 | 42.1279 | 0
2042 | 10 | 13 | 9 | 67.4628 | 0 | 22.7328 | 0 | 44.7299 | 0
2042 | 10 | 13 | 10 | 71.1005 | 0 | 23.9586 | 0 | 47.1419 | 0
2042 | 10 | 13 | 11 | 71.4229 | 0 | 24.0673 | 0 | 47.3557 | 0
2042 | 10 | 13 | 12 | 65.2275 | 0 | 21.9796 | 0 | 43.2479 | 0
2042 | 10 | 13 | 13 | 56.9572 | 0 | 19.1928 | 0 | 37.7644 | 0
2042 | 10 | 13 | 14 | 53.9243 | 0 | 18.1708 | 0 | 35.7535 | 0
2042 | 10 | 13 | 15 | 59.5212 | 0 | 20.0568 | 0 | 39.4644 | 0
2042 | 10 | 13 | 16 | 62.8032 | 0 | 21.1627 | 0 | 41.6405 | 0
2042 | 10 | 13 | 17 | 70.8871 | 0 | 23.8867 | 0 | 47.0004 | 0
2042 | 10 | 13 | 18 | 80.9722 | 0.97215 | 27.2851 | 0 | 53.6871 | 0
2042 | 10 | 13 | 19 | 82.9504 | 2.9504 | 27.9517 | 0 | 54.9987 | 0
2042 | 10 | 13 | 20 | 82.888 | 2.888 | 27.9306 | 0 | 54.9573 | 0
2042 | 10 | 13 | 21 | 76.7061 | 0 | 25.8476 | 0 | 50.8586 | 0
2042 | 10 | 13 | 22 | 69.959 | 0 | 23.574 | 0 | 46.385 | 0
2042 | 10 | 13 | 23 | 64.0098 | 0 | 21.5693 | 0 | 42.4405 | 0
2042 | 10 | 13 | 24 | 62.1976 | 0 | 20.9587 | 0 | 41.239 | 0
2042 | 10 | 14 | 1 | 68.6857 | 0 | 23.1449 | 0 | 45.5408 | 0
2042 | 10 | 14 | 2 | 58.6692 | 0 | 19.7697 | 0 | 38.8995 | 0
2042 | 10 | 14 | 3 | 57.696 | 0 | 19.4417 | 0 | 38.2542 | 0
2042 | 10 | 14 | 4 | 57.7917 | 0 | 19.474 | 0 | 38.3177 | 0
2042 | 10 | 14 | 5 | 60.0789 | 0 | 20.2447 | 0 | 39.8342 | 0
2042 | 10 | 14 | 6 | 63.1525 | 0 | 21.2804 | 0 | 41.8721 | 0
2042 | 10 | 14 | 7 | 78.5242 | 0 | 26.4602 | 0 | 52.064 | 0
2042 | 10 | 14 | 8 | 88.8337 | 8.8337 | 29.9342 | 0 | 58.8995 | 0
2042 | 10 | 14 | 9 | 91.3888 | 11.3888 | 30.7951 | 0 | 60.5936 | 0
2042 | 10 | 14 | 10 | 89.454 | 9.454 | 30.1432 | 0 | 59.3108 | 0
2042 | 10 | 14 | 11 | 86.7841 | 6.7841 | 29.2435 | 0 | 57.5406 | 0
2042 | 10 | 14 | 12 | 82.2093 | 2.2093 | 27.7019 | 0 | 54.5073 | 0
2042 | 10 | 14 | 13 | 64.7365 | 0 | 21.8142 | 0 | 42.9223 | 0
2042 | 10 | 14 | 14 | 61.8191 | 0 | 20.8311 | 0 | 40.988 | 0
2042 | 10 | 14 | 15 | 64.4694 | 0 | 21.7242 | 0 | 42.7453 | 0
2042 | 10 | 14 | 16 | 67.3491 | 0 | 22.6945 | 0 | 44.6546 | 0
2042 | 10 | 14 | 17 | 76.78 | 0 | 25.8724 | 0 | 50.9076 | 0
2042 | 10 | 14 | 18 | 87.4117 | 7.4117 | 29.455 | 0 | 57.9567 | 0
2042 | 10 | 14 | 19 | 91.0267 | 11.0267 | 30.6731 | 0 | 60.3535 | 0
2042 | 10 | 14 | 20 | 92.0225 | 12.0225 | 31.0087 | 0 | 61.0138 | 0
2042 | 10 | 14 | 21 | 86.8046 | 6.8046 | 29.2504 | 0 | 57.5542 | 0
2042 | 10 | 14 | 22 | 81.3076 | 1.3076 | 27.3981 | 0 | 53.9095 | 0
2042 | 10 | 14 | 23 | 74.6481 | 0 | 25.1541 | 0 | 49.494 | 0
2042 | 10 | 14 | 24 | 69.4121 | 0 | 23.3897 | 0 | 46.0224 | 0
2042 | 10 | 15 | 1 | 64.6848 | 0 | 21.7967 | 0 | 42.8881 | 0
2042 | 10 | 15 | 2 | 68.6321 | 0 | 23.1269 | 0 | 45.5052 | 0
2042 | 10 | 15 | 3 | 68.2203 | 0 | 22.9881 | 0 | 45.2322 | 0
2042 | 10 | 15 | 4 | 68.2851 | 0 | 23.0099 | 0 | 45.2752 | 0
2042 | 10 | 15 | 5 | 69.9859 | 0 | 23.583 | 0 | 46.4028 | 0
2042 | 10 | 15 | 6 | 73.5061 | 0 | 24.7692 | 0 | 48.7369 | 0
2042 | 10 | 15 | 7 | 73.8812 | 0 | 24.8956 | 0 | 48.9856 | 0
2042 | 10 | 15 | 8 | 83.3793 | 3.3793 | 28.0962 | 0 | 55.2831 | 0
2042 | 10 | 15 | 9 | 83.4185 | 3.4185 | 28.1094 | 0 | 55.3091 | 0
2042 | 10 | 15 | 10 | 78.2446 | 0 | 26.366 | 0 | 51.8786 | 0
2042 | 10 | 15 | 11 | 72.5058 | 0 | 24.4322 | 0 | 48.0736 | 0
2042 | 10 | 15 | 12 | 68.8178 | 0 | 23.1894 | 0 | 45.6284 | 0
2042 | 10 | 15 | 13 | 52.5885 | 0 | 17.7207 | 0 | 34.8678 | 0
2042 | 10 | 15 | 14 | 50.3193 | 0 | 16.956 | 0 | 33.3633 | 0
2042 | 10 | 15 | 15 | 52.2212 | 0 | 17.5969 | 0 | 34.6243 | 0
2042 | 10 | 15 | 16 | 56.9587 | 0 | 19.1933 | 0 | 37.7654 | 0
2042 | 10 | 15 | 17 | 68.4359 | 0 | 23.0608 | 0 | 45.3752 | 0
2042 | 10 | 15 | 18 | 83.2965 | 3.2965 | 28.0683 | 0 | 55.2282 | 0
2042 | 10 | 15 | 19 | 94.2637 | 14.2637 | 31.7639 | 0 | 62.4998 | 0
2042 | 10 | 15 | 20 | 95.9383 | 15.9383 | 32.3282 | 0 | 63.6101 | 0
2042 | 10 | 15 | 21 | 90.5041 | 10.5041 | 30.497 | 0 | 60.0071 | 0
2042 | 10 | 15 | 22 | 84.4597 | 4.4597 | 28.4603 | 0 | 55.9994 | 0
2042 | 10 | 15 | 23 | 77.7954 | 0 | 26.2146 | 0 | 51.5808 | 0
2042 | 10 | 15 | 24 | 72.4977 | 0 | 24.4295 | 0 | 48.0683 | 0
2042 | 10 | 16 | 1 | 70.4427 | 0 | 23.737 | 0 | 46.7057 | 0
2042 | 10 | 16 | 2 | 59.8334 | 0 | 20.162 | 0 | 39.6714 | 0
2042 | 10 | 16 | 3 | 58.927 | 0 | 19.8565 | 0 | 39.0704 | 0
2042 | 10 | 16 | 4 | 58.9099 | 0 | 19.8508 | 0 | 39.0591 | 0
2042 | 10 | 16 | 5 | 60.2797 | 0 | 20.3124 | 0 | 39.9673 | 0
2042 | 10 | 16 | 6 | 63.8196 | 0 | 21.5052 | 0 | 42.3144 | 0
2042 | 10 | 16 | 7 | 68.1707 | 0 | 22.9714 | 0 | 45.1993 | 0
2042 | 10 | 16 | 8 | 77.5506 | 0 | 26.1321 | 0 | 51.4185 | 0
2042 | 10 | 16 | 9 | 77.9715 | 0 | 26.274 | 0 | 51.6976 | 0
2042 | 10 | 16 | 10 | 73.9143 | 0 | 24.9068 | 0 | 49.0075 | 0
2042 | 10 | 16 | 11 | 68.9131 | 0 | 23.2215 | 0 | 45.6915 | 0
2042 | 10 | 16 | 12 | 67.4757 | 0 | 22.7372 | 0 | 44.7385 | 0
2042 | 10 | 16 | 13 | 60.9119 | 0 | 20.5254 | 0 | 40.3865 | 0
2042 | 10 | 16 | 14 | 58.5631 | 0 | 19.7339 | 0 | 38.8292 | 0
2042 | 10 | 16 | 15 | 60.9339 | 0 | 20.5328 | 0 | 40.4011 | 0
2042 | 10 | 16 | 16 | 66.2523 | 0 | 22.3249 | 0 | 43.9274 | 0
2042 | 10 | 16 | 17 | 74.9848 | 0 | 25.2675 | 0 | 49.7173 | 0
2042 | 10 | 16 | 18 | 85.3218 | 5.3218 | 28.7508 | 0 | 56.5711 | 0
2042 | 10 | 16 | 19 | 96.211 | 16.211 | 32.4201 | 0 | 63.7909 | 0
2042 | 10 | 16 | 20 | 96.5602 | 16.5602 | 32.5378 | 0 | 64.0225 | 0
2042 | 10 | 16 | 21 | 91.5299 | 11.5299 | 30.8427 | 0 | 60.6872 | 0
2042 | 10 | 16 | 22 | 84.9817 | 4.9817 | 28.6362 | 0 | 56.3455 | 0
2042 | 10 | 16 | 23 | 78.2188 | 0 | 26.3573 | 0 | 51.8615 | 0
2042 | 10 | 16 | 24 | 73.4916 | 0 | 24.7644 | 0 | 48.7273 | 0
2042 | 10 | 17 | 1 | 69.2643 | 0 | 23.3399 | 0 | 45.9244 | 0
2042 | 10 | 17 | 2 | 71.5191 | 0 | 24.0997 | 0 | 47.4194 | 0
2042 | 10 | 17 | 3 | 70.7771 | 0 | 23.8497 | 0 | 46.9274 | 0
2042 | 10 | 17 | 4 | 70.9944 | 0 | 23.9229 | 0 | 47.0715 | 0
2042 | 10 | 17 | 5 | 72.2382 | 0 | 24.342 | 0 | 47.8962 | 0
2042 | 10 | 17 | 6 | 75.2971 | 0 | 25.3727 | 0 | 49.9243 | 0
2042 | 10 | 17 | 7 | 77.1549 | 0 | 25.9988 | 0 | 51.1561 | 0
2042 | 10 | 17 | 8 | 86.4944 | 6.4944 | 29.1459 | 0 | 57.3485 | 0
2042 | 10 | 17 | 9 | 87.1338 | 7.1338 | 29.3613 | 0 | 57.7724 | 0
2042 | 10 | 17 | 10 | 82.4006 | 2.4006 | 27.7664 | 0 | 54.6342 | 0
2042 | 10 | 17 | 11 | 76.0006 | 0 | 25.6098 | 0 | 50.3908 | 0
2042 | 10 | 17 | 12 | 71.5939 | 0 | 24.1249 | 0 | 47.469 | 0
2042 | 10 | 17 | 13 | 57.0104 | 0 | 19.2107 | 0 | 37.7997 | 0
2042 | 10 | 17 | 14 | 55.25 | 0 | 18.6175 | 0 | 36.6325 | 0
2042 | 10 | 17 | 15 | 58.5558 | 0 | 19.7315 | 0 | 38.8244 | 0
2042 | 10 | 17 | 16 | 62.9912 | 0 | 21.2261 | 0 | 41.7652 | 0
2042 | 10 | 17 | 17 | 72.3557 | 0 | 24.3816 | 0 | 47.9741 | 0
2042 | 10 | 17 | 18 | 83.6423 | 3.6423 | 28.1848 | 0 | 55.4574 | 0
2042 | 10 | 17 | 19 | 101.8354 | 21.8354 | 34.3153 | 0 | 67.5201 | 0
2042 | 10 | 17 | 20 | 101.3221 | 21.3221 | 34.1424 | 0 | 67.1797 | 0
2042 | 10 | 17 | 21 | 95.2318 | 15.2318 | 32.0901 | 0 | 63.1417 | 0
2042 | 10 | 17 | 22 | 89.6229 | 9.6229 | 30.2001 | 0 | 59.4228 | 0
2042 | 10 | 17 | 23 | 83.4332 | 3.4332 | 28.1144 | 0 | 55.3189 | 0
2042 | 10 | 17 | 24 | 78.3636 | 0 | 26.4061 | 0 | 51.9575 | 0
2042 | 10 | 18 | 1 | 69.1277 | 0 | 23.2939 | 0 | 45.8338 | 0
2042 | 10 | 18 | 2 | 75.0545 | 0 | 25.291 | 0 | 49.7635 | 0
2042 | 10 | 18 | 3 | 73.78 | 0 | 24.8615 | 0 | 48.9184 | 0
2042 | 10 | 18 | 4 | 73.5555 | 0 | 24.7859 | 0 | 48.7696 | 0
2042 | 10 | 18 | 5 | 73.8492 | 0 | 24.8849 | 0 | 48.9643 | 0
2042 | 10 | 18 | 6 | 76.2918 | 0 | 25.7079 | 0 | 50.5838 | 0
2042 | 10 | 18 | 7 | 77.8902 | 0 | 26.2465 | 0 | 51.6436 | 0
2042 | 10 | 18 | 8 | 84.9319 | 4.9319 | 28.6194 | 0 | 56.3125 | 0
2042 | 10 | 18 | 9 | 88.2197 | 8.2197 | 29.7273 | 0 | 58.4924 | 0
2042 | 10 | 18 | 10 | 89.2518 | 9.2518 | 30.075 | 0 | 59.1767 | 0
2042 | 10 | 18 | 11 | 85.8273 | 5.8273 | 28.9211 | 0 | 56.9062 | 0
2042 | 10 | 18 | 12 | 81.778 | 1.778 | 27.5566 | 0 | 54.2214 | 0
2042 | 10 | 18 | 13 | 74.6264 | 0 | 25.1467 | 0 | 49.4796 | 0
2042 | 10 | 18 | 14 | 71.7703 | 0 | 24.1843 | 0 | 47.586 | 0
2042 | 10 | 18 | 15 | 73.5444 | 0 | 24.7822 | 0 | 48.7622 | 0
2042 | 10 | 18 | 16 | 75.7574 | 0 | 25.5279 | 0 | 50.2295 | 0
2042 | 10 | 18 | 17 | 83.783 | 3.783 | 28.2323 | 0 | 55.5508 | 0
2042 | 10 | 18 | 18 | 93.1558 | 13.1558 | 31.3906 | 0 | 61.7652 | 0
2042 | 10 | 18 | 19 | 93.463 | 13.463 | 31.4941 | 0 | 61.9689 | 0
2042 | 10 | 18 | 20 | 92.1832 | 12.1832 | 31.0628 | 0 | 61.1204 | 0
2042 | 10 | 18 | 21 | 85.5436 | 5.5436 | 28.8255 | 0 | 56.7181 | 0
2042 | 10 | 18 | 22 | 79.1071 | 0 | 26.6566 | 0 | 52.4505 | 0
2042 | 10 | 18 | 23 | 73.742 | 0 | 24.8487 | 0 | 48.8932 | 0
2042 | 10 | 18 | 24 | 70.3376 | 0 | 23.7016 | 0 | 46.636 | 0
2042 | 10 | 19 | 1 | 72.1151 | 0 | 24.3005 | 0 | 47.8146 | 0
2042 | 10 | 19 | 2 | 71.1392 | 0 | 23.9717 | 0 | 47.1675 | 0
2042 | 10 | 19 | 3 | 70.4632 | 0 | 23.7439 | 0 | 46.7193 | 0
2042 | 10 | 19 | 4 | 70.6734 | 0 | 23.8147 | 0 | 46.8587 | 0
2042 | 10 | 19 | 5 | 70.9811 | 0 | 23.9184 | 0 | 47.0627 | 0
2042 | 10 | 19 | 6 | 73.4605 | 0 | 24.7539 | 0 | 48.7066 | 0
2042 | 10 | 19 | 7 | 67.8009 | 0 | 22.8468 | 0 | 44.9541 | 0
2042 | 10 | 19 | 8 | 74.3108 | 0 | 25.0404 | 0 | 49.2704 | 0
2042 | 10 | 19 | 9 | 77.1887 | 0 | 26.0102 | 0 | 51.1785 | 0
2042 | 10 | 19 | 10 | 78.293 | 0 | 26.3823 | 0 | 51.9107 | 0
2042 | 10 | 19 | 11 | 75.0077 | 0 | 25.2752 | 0 | 49.7325 | 0
2042 | 10 | 19 | 12 | 72.3641 | 0 | 24.3844 | 0 | 47.9797 | 0
2042 | 10 | 19 | 13 | 70.0668 | 0 | 23.6103 | 0 | 46.4565 | 0
2042 | 10 | 19 | 14 | 68.6503 | 0 | 23.133 | 0 | 45.5173 | 0
2042 | 10 | 19 | 15 | 71.2326 | 0 | 24.0031 | 0 | 47.2294 | 0
2042 | 10 | 19 | 16 | 74.6448 | 0 | 25.1529 | 0 | 49.4918 | 0
2042 | 10 | 19 | 17 | 83.195 | 3.195 | 28.0341 | 0 | 55.1609 | 0
2042 | 10 | 19 | 18 | 92.9999 | 12.9999 | 31.338 | 0 | 61.6618 | 0
2042 | 10 | 19 | 19 | 102.3142 | 22.3142 | 34.4767 | 0 | 67.8375 | 0
2042 | 10 | 19 | 20 | 99.7678 | 19.7678 | 33.6186 | 0 | 66.1492 | 0
2042 | 10 | 19 | 21 | 93.0273 | 13.0273 | 31.3473 | 0 | 61.68 | 0
2042 | 10 | 19 | 22 | 86.9223 | 6.9223 | 29.2901 | 0 | 57.6322 | 0
2042 | 10 | 19 | 23 | 80.5275 | 0.5275 | 27.1352 | 0 | 53.3923 | 0
2042 | 10 | 19 | 24 | 76.2015 | 0 | 25.6775 | 0 | 50.524 | 0
2042 | 10 | 20 | 1 | 73.7118 | 0 | 24.8386 | 0 | 48.8732 | 0
2042 | 10 | 20 | 2 | 72.0744 | 0 | 24.2868 | 0 | 47.7876 | 0
2042 | 10 | 20 | 3 | 71.4918 | 0 | 24.0905 | 0 | 47.4013 | 0
2042 | 10 | 20 | 4 | 71.8619 | 0 | 24.2152 | 0 | 47.6467 | 0
2042 | 10 | 20 | 5 | 72.9508 | 0 | 24.5821 | 0 | 48.3687 | 0
2042 | 10 | 20 | 6 | 75.8572 | 0 | 25.5615 | 0 | 50.2957 | 0
2042 | 10 | 20 | 7 | 84.0416 | 4.0416 | 28.3194 | 0 | 55.7222 | 0
2042 | 10 | 20 | 8 | 94.1385 | 14.1385 | 31.7217 | 0 | 62.4168 | 0
2042 | 10 | 20 | 9 | 94.5701 | 14.5701 | 31.8672 | 0 | 62.703 | 0
2042 | 10 | 20 | 10 | 88.8084 | 8.8084 | 29.9256 | 0 | 58.8827 | 0
2042 | 10 | 20 | 11 | 81.6817 | 1.6817 | 27.5242 | 0 | 54.1575 | 0
2042 | 10 | 20 | 12 | 76.7664 | 0 | 25.8679 | 0 | 50.8985 | 0
2042 | 10 | 20 | 13 | 75.283 | 0 | 25.368 | 0 | 49.915 | 0
2042 | 10 | 20 | 14 | 74.8789 | 0 | 25.2318 | 0 | 49.6471 | 0
2042 | 10 | 20 | 15 | 77.5909 | 0 | 26.1457 | 0 | 51.4452 | 0
2042 | 10 | 20 | 16 | 79.8102 | 0 | 26.8935 | 0 | 52.9167 | 0
2042 | 10 | 20 | 17 | 87.2372 | 7.2372 | 29.3962 | 0 | 57.841 | 0
2042 | 10 | 20 | 18 | 95.0086 | 15.0086 | 32.0149 | 0 | 62.9937 | 0
2042 | 10 | 20 | 19 | 98.3953 | 18.3953 | 33.1561 | 0 | 65.2392 | 0
2042 | 10 | 20 | 20 | 96.6976 | 16.6976 | 32.5841 | 0 | 64.1136 | 0
2042 | 10 | 20 | 21 | 90.0311 | 10.0311 | 30.3377 | 0 | 59.6935 | 0
2042 | 10 | 20 | 22 | 83.7421 | 3.7421 | 28.2185 | 0 | 55.5236 | 0
2042 | 10 | 20 | 23 | 76.7867 | 0 | 25.8747 | 0 | 50.912 | 0
2042 | 10 | 20 | 24 | 71.8568 | 0 | 24.2135 | 0 | 47.6433 | 0
2042 | 10 | 21 | 1 | 74.38 | 0 | 25.0637 | 0 | 49.3163 | 0
2042 | 10 | 21 | 2 | 65.7298 | 0 | 22.1489 | 0 | 43.5809 | 0
2042 | 10 | 21 | 3 | 65.1576 | 0 | 21.9561 | 0 | 43.2015 | 0
2042 | 10 | 21 | 4 | 65.6945 | 0 | 22.137 | 0 | 43.5575 | 0
2042 | 10 | 21 | 5 | 67.0804 | 0 | 22.604 | 0 | 44.4764 | 0
2042 | 10 | 21 | 6 | 70.5115 | 0 | 23.7602 | 0 | 46.7513 | 0
2042 | 10 | 21 | 7 | 80.6118 | 0.61179 | 27.1636 | 0 | 53.4481 | 0
2042 | 10 | 21 | 8 | 90.8964 | 10.8964 | 30.6292 | 0 | 60.2672 | 0
2042 | 10 | 21 | 9 | 94.0488 | 14.0488 | 31.6915 | 0 | 62.3573 | 0
2042 | 10 | 21 | 10 | 92.6544 | 12.6544 | 31.2216 | 0 | 61.4328 | 0
2042 | 10 | 21 | 11 | 89.0663 | 9.0663 | 30.0125 | 0 | 59.0537 | 0
2042 | 10 | 21 | 12 | 85.6961 | 5.6961 | 28.8769 | 0 | 56.8192 | 0
2042 | 10 | 21 | 13 | 84.1546 | 4.1546 | 28.3574 | 0 | 55.7971 | 0
2042 | 10 | 21 | 14 | 83.3845 | 3.3845 | 28.098 | 0 | 55.2866 | 0
2042 | 10 | 21 | 15 | 86.5623 | 6.5623 | 29.1688 | 0 | 57.3935 | 0
2042 | 10 | 21 | 16 | 88.4482 | 8.4482 | 29.8042 | 0 | 58.6439 | 0
2042 | 10 | 21 | 17 | 95.1721 | 15.1721 | 32.07 | 0 | 63.1021 | 0
2042 | 10 | 21 | 18 | 101.5283 | 21.5283 | 34.2118 | 0 | 67.3164 | 0
2042 | 10 | 21 | 19 | 104.1015 | 24.1015 | 35.0789 | 0 | 69.0226 | 0
2042 | 10 | 21 | 20 | 103.5462 | 23.5462 | 34.8918 | 0 | 68.6544 | 0
2042 | 10 | 21 | 21 | 97.7775 | 17.7775 | 32.948 | 0 | 64.8296 | 0
2042 | 10 | 21 | 22 | 91.5873 | 11.5873 | 30.8621 | 0 | 60.7253 | 0
2042 | 10 | 21 | 23 | 84.3739 | 4.3739 | 28.4314 | 0 | 55.9426 | 0
2042 | 10 | 21 | 24 | 78.9927 | 0 | 26.6181 | 0 | 52.3746 | 0
2042 | 10 | 22 | 1 | 73.0922 | 0 | 24.6298 | 0 | 48.4624 | 0
2042 | 10 | 22 | 2 | 64.9732 | 0 | 21.8939 | 0 | 43.0793 | 0
2042 | 10 | 22 | 3 | 63.7224 | 0 | 21.4724 | 0 | 42.2499 | 0
2042 | 10 | 22 | 4 | 63.7295 | 0 | 21.4748 | 0 | 42.2546 | 0
2042 | 10 | 22 | 5 | 65.3336 | 0 | 22.0154 | 0 | 43.3183 | 0
2042 | 10 | 22 | 6 | 68.5784 | 0 | 23.1088 | 0 | 45.4696 | 0
2042 | 10 | 22 | 7 | 75.3268 | 0 | 25.3827 | 0 | 49.944 | 0
2042 | 10 | 22 | 8 | 84.5893 | 4.5893 | 28.5039 | 0 | 56.0854 | 0
2042 | 10 | 22 | 9 | 83.1678 | 3.1678 | 28.0249 | 0 | 55.1429 | 0
2042 | 10 | 22 | 10 | 73.9234 | 0 | 24.9099 | 0 | 49.0135 | 0
2042 | 10 | 22 | 11 | 64.2562 | 0 | 21.6523 | 0 | 42.6039 | 0
2042 | 10 | 22 | 12 | 59.2689 | 0 | 19.9718 | 0 | 39.2972 | 0
2042 | 10 | 22 | 13 | 45.5854 | 0 | 15.3609 | 0 | 30.2246 | 0
2042 | 10 | 22 | 14 | 42.9398 | 0 | 14.4694 | 0 | 28.4704 | 0
2042 | 10 | 22 | 15 | 45.3447 | 0 | 15.2798 | 0 | 30.065 | 0
2042 | 10 | 22 | 16 | 49.6418 | 0 | 16.7277 | 0 | 32.9141 | 0
2042 | 10 | 22 | 17 | 61.6205 | 0 | 20.7642 | 0 | 40.8564 | 0
2042 | 10 | 22 | 18 | 76.6214 | 0 | 25.819 | 0 | 50.8024 | 0
2042 | 10 | 22 | 19 | 82.702 | 2.702 | 27.868 | 0 | 54.834 | 0
2042 | 10 | 22 | 20 | 82.8827 | 2.8827 | 27.9289 | 0 | 54.9538 | 0
2042 | 10 | 22 | 21 | 77.8411 | 0 | 26.23 | 0 | 51.6111 | 0
2042 | 10 | 22 | 22 | 72.2031 | 0 | 24.3302 | 0 | 47.8729 | 0
2042 | 10 | 22 | 23 | 65.6987 | 0 | 22.1384 | 0 | 43.5603 | 0
2042 | 10 | 22 | 24 | 61.3723 | 0 | 20.6805 | 0 | 40.6917 | 0
2042 | 10 | 23 | 1 | 64.1339 | 0 | 21.6111 | 0 | 42.5228 | 0
2042 | 10 | 23 | 2 | 60.4345 | 0 | 20.3645 | 0 | 40.07 | 0
2042 | 10 | 23 | 3 | 59.4462 | 0 | 20.0315 | 0 | 39.4147 | 0
2042 | 10 | 23 | 4 | 59.5776 | 0 | 20.0758 | 0 | 39.5018 | 0
2042 | 10 | 23 | 5 | 60.6182 | 0 | 20.4264 | 0 | 40.1918 | 0
2042 | 10 | 23 | 6 | 63.8826 | 0 | 21.5264 | 0 | 42.3562 | 0
2042 | 10 | 23 | 7 | 71.6825 | 0 | 24.1548 | 0 | 47.5278 | 0
2042 | 10 | 23 | 8 | 81.1813 | 1.1813 | 27.3555 | 0 | 53.8257 | 0
2042 | 10 | 23 | 9 | 81.2077 | 1.2077 | 27.3644 | 0 | 53.8432 | 0
2042 | 10 | 23 | 10 | 72.9694 | 0 | 24.5884 | 0 | 48.381 | 0
2042 | 10 | 23 | 11 | 62.4007 | 0 | 21.0271 | 0 | 41.3737 | 0
2042 | 10 | 23 | 12 | 54.6575 | 0 | 18.4178 | 0 | 36.2396 | 0
2042 | 10 | 23 | 13 | 58.1677 | 0 | 19.6007 | 0 | 38.567 | 0
2042 | 10 | 23 | 14 | 56.0041 | 0 | 18.8716 | 0 | 37.1325 | 0
2042 | 10 | 23 | 15 | 58.39 | 0 | 19.6756 | 0 | 38.7144 | 0
2042 | 10 | 23 | 16 | 62.9221 | 0 | 21.2028 | 0 | 41.7193 | 0
2042 | 10 | 23 | 17 | 73.7173 | 0 | 24.8404 | 0 | 48.8769 | 0
2042 | 10 | 23 | 18 | 87.2626 | 7.2626 | 29.4048 | 0 | 57.8579 | 0
2042 | 10 | 23 | 19 | 91.9729 | 11.9729 | 30.992 | 0 | 60.9809 | 0
2042 | 10 | 23 | 20 | 91.8343 | 11.8343 | 30.9453 | 0 | 60.889 | 0
2042 | 10 | 23 | 21 | 87.1009 | 7.1009 | 29.3503 | 0 | 57.7506 | 0
2042 | 10 | 23 | 22 | 80.8407 | 0.8407 | 27.2408 | 0 | 53.5999 | 0
2042 | 10 | 23 | 23 | 73.7666 | 0 | 24.857 | 0 | 48.9096 | 0
2042 | 10 | 23 | 24 | 68.9356 | 0 | 23.2291 | 0 | 45.7065 | 0
2042 | 10 | 24 | 1 | 64.6537 | 0 | 21.7863 | 0 | 42.8674 | 0
2042 | 10 | 24 | 2 | 68.763 | 0 | 23.171 | 0 | 45.5921 | 0
2042 | 10 | 24 | 3 | 67.9601 | 0 | 22.9004 | 0 | 45.0597 | 0
2042 | 10 | 24 | 4 | 68.404 | 0 | 23.05 | 0 | 45.354 | 0
2042 | 10 | 24 | 5 | 70.0946 | 0 | 23.6197 | 0 | 46.4749 | 0
2042 | 10 | 24 | 6 | 73.1244 | 0 | 24.6406 | 0 | 48.4838 | 0
2042 | 10 | 24 | 7 | 81.4315 | 1.4315 | 27.4399 | 0 | 53.9917 | 0
2042 | 10 | 24 | 8 | 90.8608 | 10.8608 | 30.6172 | 0 | 60.2435 | 0
2042 | 10 | 24 | 9 | 90.4952 | 10.4952 | 30.494 | 0 | 60.0011 | 0
2042 | 10 | 24 | 10 | 82.6485 | 2.6485 | 27.85 | 0 | 54.7986 | 0
2042 | 10 | 24 | 11 | 72.4062 | 0 | 24.3986 | 0 | 48.0076 | 0
2042 | 10 | 24 | 12 | 64.0395 | 0 | 21.5793 | 0 | 42.4602 | 0
2042 | 10 | 24 | 13 | 71.87 | 0 | 24.2179 | 0 | 47.652 | 0
2042 | 10 | 24 | 14 | 69.895 | 0 | 23.5524 | 0 | 46.3426 | 0
2042 | 10 | 24 | 15 | 73.2126 | 0 | 24.6703 | 0 | 48.5422 | 0
2042 | 10 | 24 | 16 | 77.8543 | 0 | 26.2344 | 0 | 51.6198 | 0
2042 | 10 | 24 | 17 | 87.6677 | 7.6677 | 29.5413 | 0 | 58.1264 | 0
2042 | 10 | 24 | 18 | 99.0586 | 19.0586 | 33.3796 | 0 | 65.679 | 0
2042 | 10 | 24 | 19 | 97.9839 | 17.9839 | 33.0175 | 0 | 64.9664 | 0
2042 | 10 | 24 | 20 | 97.4204 | 17.4204 | 32.8276 | 0 | 64.5928 | 0
2042 | 10 | 24 | 21 | 92.4891 | 12.4891 | 31.1659 | 0 | 61.3232 | 0
2042 | 10 | 24 | 22 | 87.1651 | 7.1651 | 29.3719 | 0 | 57.7932 | 0
2042 | 10 | 24 | 23 | 81.2931 | 1.2931 | 27.3932 | 0 | 53.8999 | 0
2042 | 10 | 24 | 24 | 76.7544 | 0 | 25.8638 | 0 | 50.8906 | 0
2042 | 10 | 25 | 1 | 67.627 | 0 | 22.7882 | 0 | 44.8388 | 0
2042 | 10 | 25 | 2 | 69.9166 | 0 | 23.5597 | 0 | 46.3569 | 0
2042 | 10 | 25 | 3 | 68.8738 | 0 | 23.2083 | 0 | 45.6655 | 0
2042 | 10 | 25 | 4 | 68.4149 | 0 | 23.0537 | 0 | 45.3613 | 0
2042 | 10 | 25 | 5 | 68.3381 | 0 | 23.0278 | 0 | 45.3103 | 0
2042 | 10 | 25 | 6 | 70.1936 | 0 | 23.653 | 0 | 46.5406 | 0
2042 | 10 | 25 | 7 | 76.6629 | 0 | 25.833 | 0 | 50.8299 | 0
2042 | 10 | 25 | 8 | 83.321 | 3.321 | 28.0765 | 0 | 55.2444 | 0
2042 | 10 | 25 | 9 | 85.2288 | 5.2288 | 28.7194 | 0 | 56.5094 | 0
2042 | 10 | 25 | 10 | 79.4835 | 0 | 26.7835 | 0 | 52.7001 | 0
2042 | 10 | 25 | 11 | 69.7165 | 0 | 23.4923 | 0 | 46.2242 | 0
2042 | 10 | 25 | 12 | 62.8212 | 0 | 21.1688 | 0 | 41.6525 | 0
2042 | 10 | 25 | 13 | 68.834 | 0 | 23.1949 | 0 | 45.6391 | 0
2042 | 10 | 25 | 14 | 65.7622 | 0 | 22.1598 | 0 | 43.6024 | 0
2042 | 10 | 25 | 15 | 67.9757 | 0 | 22.9057 | 0 | 45.07 | 0
2042 | 10 | 25 | 16 | 70.9787 | 0 | 23.9176 | 0 | 47.0611 | 0
2042 | 10 | 25 | 17 | 79.8433 | 0 | 26.9047 | 0 | 52.9386 | 0
2042 | 10 | 25 | 18 | 94.1604 | 14.1604 | 31.7291 | 0 | 62.4313 | 0
2042 | 10 | 25 | 19 | 94.8535 | 14.8535 | 31.9626 | 0 | 62.8908 | 0
2042 | 10 | 25 | 20 | 94.2653 | 14.2653 | 31.7644 | 0 | 62.5008 | 0
2042 | 10 | 25 | 21 | 87.9788 | 7.9788 | 29.6461 | 0 | 58.3327 | 0
2042 | 10 | 25 | 22 | 81.6735 | 1.6735 | 27.5214 | 0 | 54.1521 | 0
2042 | 10 | 25 | 23 | 76.484 | 0 | 25.7727 | 0 | 50.7113 | 0
2042 | 10 | 25 | 24 | 72.5079 | 0 | 24.4329 | 0 | 48.075 | 0
2042 | 10 | 26 | 1 | 64.1894 | 0 | 21.6298 | 0 | 42.5596 | 0
2042 | 10 | 26 | 2 | 64.3845 | 0 | 21.6955 | 0 | 42.6889 | 0
2042 | 10 | 26 | 3 | 63.6132 | 0 | 21.4356 | 0 | 42.1775 | 0
2042 | 10 | 26 | 4 | 63.552 | 0 | 21.415 | 0 | 42.137 | 0
2042 | 10 | 26 | 5 | 63.7914 | 0 | 21.4957 | 0 | 42.2957 | 0
2042 | 10 | 26 | 6 | 65.7906 | 0 | 22.1694 | 0 | 43.6213 | 0
2042 | 10 | 26 | 7 | 67.605 | 0 | 22.7808 | 0 | 44.8243 | 0
2042 | 10 | 26 | 8 | 73.8276 | 0 | 24.8776 | 0 | 48.95 | 0
2042 | 10 | 26 | 9 | 75.6444 | 0 | 25.4898 | 0 | 50.1546 | 0
2042 | 10 | 26 | 10 | 73.1116 | 0 | 24.6363 | 0 | 48.4753 | 0
2042 | 10 | 26 | 11 | 65.942 | 0 | 22.2204 | 0 | 43.7216 | 0
2042 | 10 | 26 | 12 | 60.4856 | 0 | 20.3818 | 0 | 40.1039 | 0
2042 | 10 | 26 | 13 | 66.6787 | 0 | 22.4686 | 0 | 44.2101 | 0
2042 | 10 | 26 | 14 | 64.3999 | 0 | 21.7007 | 0 | 42.6991 | 0
2042 | 10 | 26 | 15 | 66.6123 | 0 | 22.4463 | 0 | 44.1661 | 0
2042 | 10 | 26 | 16 | 72.1295 | 0 | 24.3054 | 0 | 47.8241 | 0
2042 | 10 | 26 | 17 | 83.1552 | 3.1552 | 28.0207 | 0 | 55.1345 | 0
2042 | 10 | 26 | 18 | 95.5088 | 15.5088 | 32.1835 | 0 | 63.3253 | 0
2042 | 10 | 26 | 19 | 92.4099 | 12.4099 | 31.1392 | 0 | 61.2706 | 0
2042 | 10 | 26 | 20 | 90.1224 | 10.1224 | 30.3684 | 0 | 59.754 | 0
2042 | 10 | 26 | 21 | 85.0411 | 5.0411 | 28.6562 | 0 | 56.3849 | 0
2042 | 10 | 26 | 22 | 78.9471 | 0 | 26.6027 | 0 | 52.3444 | 0
2042 | 10 | 26 | 23 | 73.4558 | 0 | 24.7523 | 0 | 48.7035 | 0
2042 | 10 | 26 | 24 | 69.815 | 0 | 23.5255 | 0 | 46.2896 | 0
2042 | 10 | 27 | 1 | 67.6006 | 0 | 22.7793 | 0 | 44.8213 | 0
2042 | 10 | 27 | 2 | 60.5152 | 0 | 20.3917 | 0 | 40.1235 | 0
2042 | 10 | 27 | 3 | 60.1289 | 0 | 20.2616 | 0 | 39.8674 | 0
2042 | 10 | 27 | 4 | 60.5908 | 0 | 20.4172 | 0 | 40.1736 | 0
2042 | 10 | 27 | 5 | 62.3717 | 0 | 21.0173 | 0 | 41.3544 | 0
2042 | 10 | 27 | 6 | 65.5019 | 0 | 22.0721 | 0 | 43.4298 | 0
2042 | 10 | 27 | 7 | 72.7892 | 0 | 24.5277 | 0 | 48.2615 | 0
2042 | 10 | 27 | 8 | 83.5661 | 3.5661 | 28.1591 | 0 | 55.4069 | 0
2042 | 10 | 27 | 9 | 87.2322 | 7.2322 | 29.3945 | 0 | 57.8377 | 0
2042 | 10 | 27 | 10 | 85.415 | 5.415 | 28.7822 | 0 | 56.6328 | 0
2042 | 10 | 27 | 11 | 81.5733 | 1.5733 | 27.4876 | 0 | 54.0856 | 0
2042 | 10 | 27 | 12 | 75.6753 | 0 | 25.5002 | 0 | 50.1751 | 0
2042 | 10 | 27 | 13 | 65.0383 | 0 | 21.9159 | 0 | 43.1224 | 0
2042 | 10 | 27 | 14 | 62.6508 | 0 | 21.1113 | 0 | 41.5394 | 0
2042 | 10 | 27 | 15 | 64.5373 | 0 | 21.747 | 0 | 42.7903 | 0
2042 | 10 | 27 | 16 | 69.0988 | 0 | 23.2841 | 0 | 45.8146 | 0
2042 | 10 | 27 | 17 | 78.8056 | 0 | 26.555 | 0 | 52.2506 | 0
2042 | 10 | 27 | 18 | 88.4211 | 8.4211 | 29.7951 | 0 | 58.626 | 0
2042 | 10 | 27 | 19 | 91.8138 | 11.8138 | 30.9384 | 0 | 60.8754 | 0
2042 | 10 | 27 | 20 | 90.0428 | 10.0428 | 30.3416 | 0 | 59.7012 | 0
2042 | 10 | 27 | 21 | 85.0036 | 5.0036 | 28.6435 | 0 | 56.36 | 0
2042 | 10 | 27 | 22 | 78.973 | 0 | 26.6114 | 0 | 52.3616 | 0
2042 | 10 | 27 | 23 | 72.7159 | 0 | 24.503 | 0 | 48.2129 | 0
2042 | 10 | 27 | 24 | 68.5677 | 0 | 23.1052 | 0 | 45.4625 | 0
2042 | 10 | 28 | 1 | 65.9778 | 0 | 22.2324 | 0 | 43.7454 | 0
2042 | 10 | 28 | 2 | 66.5904 | 0 | 22.4389 | 0 | 44.1515 | 0
2042 | 10 | 28 | 3 | 66.7622 | 0 | 22.4968 | 0 | 44.2654 | 0
2042 | 10 | 28 | 4 | 67.6265 | 0 | 22.788 | 0 | 44.8385 | 0
2042 | 10 | 28 | 5 | 69.2968 | 0 | 23.3508 | 0 | 45.9459 | 0
2042 | 10 | 28 | 6 | 72.8597 | 0 | 24.5514 | 0 | 48.3083 | 0
2042 | 10 | 28 | 7 | 82.1805 | 2.1805 | 27.6922 | 0 | 54.4883 | 0
2042 | 10 | 28 | 8 | 92.3778 | 12.3778 | 31.1284 | 0 | 61.2494 | 0
2042 | 10 | 28 | 9 | 93.0535 | 13.0535 | 31.3561 | 0 | 61.6974 | 0
2042 | 10 | 28 | 10 | 86.994 | 6.994 | 29.3142 | 0 | 57.6798 | 0
2042 | 10 | 28 | 11 | 80.1978 | 0.19784 | 27.0242 | 0 | 53.1737 | 0
2042 | 10 | 28 | 12 | 75.6441 | 0 | 25.4897 | 0 | 50.1544 | 0
2042 | 10 | 28 | 13 | 60.8188 | 0 | 20.494 | 0 | 40.3248 | 0
2042 | 10 | 28 | 14 | 58.2861 | 0 | 19.6406 | 0 | 38.6455 | 0
2042 | 10 | 28 | 15 | 61.3355 | 0 | 20.6681 | 0 | 40.6673 | 0
2042 | 10 | 28 | 16 | 67.2748 | 0 | 22.6695 | 0 | 44.6053 | 0
2042 | 10 | 28 | 17 | 80.4345 | 0.43453 | 27.1039 | 0 | 53.3306 | 0
2042 | 10 | 28 | 18 | 95.9252 | 15.9252 | 32.3238 | 0 | 63.6014 | 0
2042 | 10 | 28 | 19 | 104.9581 | 24.9581 | 35.3676 | 0 | 69.5905 | 0
2042 | 10 | 28 | 20 | 104.485 | 24.485 | 35.2082 | 0 | 69.2768 | 0
2042 | 10 | 28 | 21 | 98.9675 | 18.9675 | 33.3489 | 0 | 65.6185 | 0
2042 | 10 | 28 | 22 | 92.9028 | 12.9028 | 31.3053 | 0 | 61.5975 | 0
2042 | 10 | 28 | 23 | 85.9714 | 5.9714 | 28.9697 | 0 | 57.0017 | 0
2042 | 10 | 28 | 24 | 80.4792 | 0.47923 | 27.119 | 0 | 53.3603 | 0
2042 | 10 | 29 | 1 | 73.4883 | 0 | 24.7633 | 0 | 48.7251 | 0
2042 | 10 | 29 | 2 | 71.0256 | 0 | 23.9334 | 0 | 47.0922 | 0
2042 | 10 | 29 | 3 | 70.5918 | 0 | 23.7872 | 0 | 46.8046 | 0
2042 | 10 | 29 | 4 | 70.8663 | 0 | 23.8797 | 0 | 46.9866 | 0
2042 | 10 | 29 | 5 | 72.4338 | 0 | 24.4079 | 0 | 48.0259 | 0
2042 | 10 | 29 | 6 | 75.9108 | 0 | 25.5796 | 0 | 50.3313 | 0
2042 | 10 | 29 | 7 | 83.04 | 3.04 | 27.9819 | 0 | 55.0581 | 0
2042 | 10 | 29 | 8 | 92.8528 | 12.8528 | 31.2885 | 0 | 61.5643 | 0
2042 | 10 | 29 | 9 | 93.2554 | 13.2554 | 31.4241 | 0 | 61.8313 | 0
2042 | 10 | 29 | 10 | 86.4776 | 6.4776 | 29.1402 | 0 | 57.3374 | 0
2042 | 10 | 29 | 11 | 78.3268 | 0 | 26.3937 | 0 | 51.9331 | 0
2042 | 10 | 29 | 12 | 72.8208 | 0 | 24.5383 | 0 | 48.2825 | 0
2042 | 10 | 29 | 13 | 70.3705 | 0 | 23.7127 | 0 | 46.6579 | 0
2042 | 10 | 29 | 14 | 67.731 | 0 | 22.8232 | 0 | 44.9078 | 0
2042 | 10 | 29 | 15 | 69.2146 | 0 | 23.3232 | 0 | 45.8915 | 0
2042 | 10 | 29 | 16 | 74.1576 | 0 | 24.9888 | 0 | 49.1688 | 0
2042 | 10 | 29 | 17 | 85.1293 | 5.1293 | 28.6859 | 0 | 56.4434 | 0
2042 | 10 | 29 | 18 | 98.3389 | 18.3389 | 33.1371 | 0 | 65.2018 | 0
2042 | 10 | 29 | 19 | 103.6868 | 23.6868 | 34.9392 | 0 | 68.7476 | 0
2042 | 10 | 29 | 20 | 102.9753 | 22.9753 | 34.6994 | 0 | 68.2759 | 0
2042 | 10 | 29 | 21 | 97.9149 | 17.9149 | 32.9942 | 0 | 64.9207 | 0
2042 | 10 | 29 | 22 | 91.8664 | 11.8664 | 30.9561 | 0 | 60.9103 | 0
2042 | 10 | 29 | 23 | 85.1265 | 5.1265 | 28.685 | 0 | 56.4416 | 0
2042 | 10 | 29 | 24 | 79.9501 | 0 | 26.9407 | 0 | 53.0094 | 0
2042 | 10 | 30 | 1 | 71.0408 | 0 | 23.9385 | 0 | 47.1023 | 0
2042 | 10 | 30 | 2 | 73.2206 | 0 | 24.673 | 0 | 48.5475 | 0
2042 | 10 | 30 | 3 | 73.0328 | 0 | 24.6098 | 0 | 48.4231 | 0
2042 | 10 | 30 | 4 | 73.6381 | 0 | 24.8137 | 0 | 48.8244 | 0
2042 | 10 | 30 | 5 | 74.6798 | 0 | 25.1648 | 0 | 49.5151 | 0
2042 | 10 | 30 | 6 | 77.7539 | 0 | 26.2006 | 0 | 51.5533 | 0
2042 | 10 | 30 | 7 | 86.3424 | 6.3424 | 29.0947 | 0 | 57.2478 | 0
2042 | 10 | 30 | 8 | 96.6038 | 16.6038 | 32.5524 | 0 | 64.0514 | 0
2042 | 10 | 30 | 9 | 96.7715 | 16.7715 | 32.6089 | 0 | 64.1625 | 0
2042 | 10 | 30 | 10 | 88.2629 | 8.2629 | 29.7418 | 0 | 58.5211 | 0
2042 | 10 | 30 | 11 | 78.0014 | 0 | 26.284 | 0 | 51.7174 | 0
2042 | 10 | 30 | 12 | 71.5187 | 0 | 24.0995 | 0 | 47.4191 | 0
2042 | 10 | 30 | 13 | 59.3439 | 0 | 19.997 | 0 | 39.3469 | 0
2042 | 10 | 30 | 14 | 56.5779 | 0 | 19.065 | 0 | 37.5129 | 0
2042 | 10 | 30 | 15 | 58.4015 | 0 | 19.6795 | 0 | 38.722 | 0
2042 | 10 | 30 | 16 | 64.6946 | 0 | 21.8 | 0 | 42.8945 | 0
2042 | 10 | 30 | 17 | 77.4475 | 0 | 26.0974 | 0 | 51.3502 | 0
2042 | 10 | 30 | 18 | 93.4679 | 13.4679 | 31.4958 | 0 | 61.9722 | 0
2042 | 10 | 30 | 19 | 103.3787 | 23.3787 | 34.8354 | 0 | 68.5434 | 0
2042 | 10 | 30 | 20 | 103.2553 | 23.2553 | 34.7938 | 0 | 68.4615 | 0
2042 | 10 | 30 | 21 | 98.4714 | 18.4714 | 33.1818 | 0 | 65.2896 | 0
2042 | 10 | 30 | 22 | 92.3583 | 12.3583 | 31.1218 | 0 | 61.2365 | 0
2042 | 10 | 30 | 23 | 85.4529 | 5.4529 | 28.7949 | 0 | 56.658 | 0
2042 | 10 | 30 | 24 | 80.3721 | 0.3721 | 27.0829 | 0 | 53.2892 | 0
2042 | 10 | 31 | 1 | 69.8322 | 0 | 23.5313 | 0 | 46.301 | 0
2042 | 10 | 31 | 2 | 73.0299 | 0 | 24.6088 | 0 | 48.4211 | 0
2042 | 10 | 31 | 3 | 72.8448 | 0 | 24.5464 | 0 | 48.2984 | 0
2042 | 10 | 31 | 4 | 73.6294 | 0 | 24.8108 | 0 | 48.8186 | 0
2042 | 10 | 31 | 5 | 74.8421 | 0 | 25.2194 | 0 | 49.6226 | 0
2042 | 10 | 31 | 6 | 78.1834 | 0 | 26.3453 | 0 | 51.838 | 0
2042 | 10 | 31 | 7 | 85.7719 | 5.7719 | 28.9024 | 0 | 56.8695 | 0
2042 | 10 | 31 | 8 | 95.8871 | 15.8871 | 32.311 | 0 | 63.5762 | 0
2042 | 10 | 31 | 9 | 96.8356 | 16.8356 | 32.6306 | 0 | 64.2051 | 0
2042 | 10 | 31 | 10 | 89.7776 | 9.7776 | 30.2522 | 0 | 59.5254 | 0
2042 | 10 | 31 | 11 | 80.2568 | 0.25684 | 27.044 | 0 | 53.2128 | 0
2042 | 10 | 31 | 12 | 73.2798 | 0 | 24.693 | 0 | 48.5868 | 0
2042 | 10 | 31 | 13 | 72.1498 | 0 | 24.3122 | 0 | 47.8376 | 0
2042 | 10 | 31 | 14 | 70.8222 | 0 | 23.8649 | 0 | 46.9573 | 0
2042 | 10 | 31 | 15 | 73.4421 | 0 | 24.7477 | 0 | 48.6944 | 0
2042 | 10 | 31 | 16 | 78.5021 | 0 | 26.4527 | 0 | 52.0494 | 0
2042 | 10 | 31 | 17 | 88.1367 | 8.1367 | 29.6993 | 0 | 58.4374 | 0
2042 | 10 | 31 | 18 | 99.2364 | 19.2364 | 33.4396 | 0 | 65.7969 | 0
2042 | 10 | 31 | 19 | 106.8576 | 26.8576 | 36.0077 | 0 | 70.85 | 0
2042 | 10 | 31 | 20 | 104.6022 | 24.6022 | 35.2477 | 0 | 69.3546 | 0
2042 | 10 | 31 | 21 | 98.5775 | 18.5775 | 33.2175 | 0 | 65.36 | 0
2042 | 10 | 31 | 22 | 93.1509 | 13.1509 | 31.3889 | 0 | 61.762 | 0
2042 | 10 | 31 | 23 | 87.1128 | 7.1128 | 29.3543 | 0 | 57.7585 | 0
2042 | 10 | 31 | 24 | 82.0457 | 2.0457 | 27.6468 | 0 | 54.3989 | 0
2042 | 11 | 1 | 1 | 71.0512 | 0 | 23.942 | 0 | 47.1092 | 0
2042 | 11 | 1 | 2 | 72.0803 | 0 | 24.2888 | 0 | 47.7915 | 0
2042 | 11 | 1 | 3 | 69.905 | 0 | 23.5558 | 0 | 46.3492 | 0
2042 | 11 | 1 | 4 | 67.8991 | 0 | 22.8799 | 0 | 45.0192 | 0
2042 | 11 | 1 | 5 | 68.2811 | 0 | 23.0086 | 0 | 45.2725 | 0
2042 | 11 | 1 | 6 | 71.0147 | 0 | 23.9297 | 0 | 47.085 | 0
2042 | 11 | 1 | 7 | 77.2363 | 0 | 26.0262 | 0 | 51.2101 | 0
2042 | 11 | 1 | 8 | 83.3293 | 3.3293 | 28.0793 | 0 | 55.2499 | 0
2042 | 11 | 1 | 9 | 86.9279 | 6.9279 | 29.292 | 0 | 57.636 | 0
2042 | 11 | 1 | 10 | 84.9204 | 4.9204 | 28.6155 | 0 | 56.3049 | 0
2042 | 11 | 1 | 11 | 80.9044 | 0.9044 | 27.2622 | 0 | 53.6422 | 0
2042 | 11 | 1 | 12 | 76.8789 | 0 | 25.9058 | 0 | 50.9731 | 0
2042 | 11 | 1 | 13 | 78.1938 | 0 | 26.3489 | 0 | 51.845 | 0
2042 | 11 | 1 | 14 | 74.7104 | 0 | 25.1751 | 0 | 49.5353 | 0
2042 | 11 | 1 | 15 | 76.5069 | 0 | 25.7804 | 0 | 50.7265 | 0
2042 | 11 | 1 | 16 | 79.2511 | 0 | 26.7051 | 0 | 52.546 | 0
2042 | 11 | 1 | 17 | 87.9449 | 7.9449 | 29.6347 | 0 | 58.3103 | 0
2042 | 11 | 1 | 18 | 97.7906 | 17.7906 | 32.9523 | 0 | 64.8382 | 0
2042 | 11 | 1 | 19 | 94.5228 | 14.5228 | 31.8512 | 0 | 62.6716 | 0
2042 | 11 | 1 | 20 | 90.9449 | 10.9449 | 30.6456 | 0 | 60.2993 | 0
2042 | 11 | 1 | 21 | 84.3076 | 4.3076 | 28.409 | 0 | 55.8986 | 0
2042 | 11 | 1 | 22 | 76.8915 | 0 | 25.91 | 0 | 50.9815 | 0
2042 | 11 | 1 | 23 | 71.903 | 0 | 24.229 | 0 | 47.6739 | 0
2042 | 11 | 1 | 24 | 68.2385 | 0 | 22.9942 | 0 | 45.2443 | 0
2042 | 11 | 2 | 1 | 66.2369 | 0 | 22.3197 | 0 | 43.9171 | 0
2042 | 11 | 2 | 2 | 65.8282 | 0 | 22.182 | 0 | 43.6461 | 0
2042 | 11 | 2 | 3 | 64.4561 | 0 | 21.7197 | 0 | 42.7364 | 0
2042 | 11 | 2 | 4 | 63.3698 | 0 | 21.3536 | 0 | 42.0162 | 0
2042 | 11 | 2 | 5 | 64.0173 | 0 | 21.5718 | 0 | 42.4455 | 0
2042 | 11 | 2 | 6 | 66.1262 | 0 | 22.2824 | 0 | 43.8437 | 0
2042 | 11 | 2 | 7 | 72.1513 | 0 | 24.3127 | 0 | 47.8386 | 0
2042 | 11 | 2 | 8 | 77.7962 | 0 | 26.2149 | 0 | 51.5813 | 0
2042 | 11 | 2 | 9 | 82.0266 | 2.0266 | 27.6404 | 0 | 54.3862 | 0
2042 | 11 | 2 | 10 | 81.5157 | 1.5157 | 27.4682 | 0 | 54.0475 | 0
2042 | 11 | 2 | 11 | 79.1317 | 0 | 26.6649 | 0 | 52.4668 | 0
2042 | 11 | 2 | 12 | 76.9675 | 0 | 25.9356 | 0 | 51.0319 | 0
2042 | 11 | 2 | 13 | 65.3515 | 0 | 22.0214 | 0 | 43.3301 | 0
2042 | 11 | 2 | 14 | 62.0531 | 0 | 20.91 | 0 | 41.1432 | 0
2042 | 11 | 2 | 15 | 63.9773 | 0 | 21.5584 | 0 | 42.419 | 0
2042 | 11 | 2 | 16 | 69.6445 | 0 | 23.468 | 0 | 46.1765 | 0
2042 | 11 | 2 | 17 | 82.2884 | 2.2884 | 27.7286 | 0 | 54.5598 | 0
2042 | 11 | 2 | 18 | 98.0137 | 18.0137 | 33.0275 | 0 | 64.9862 | 0
2042 | 11 | 2 | 19 | 97.4347 | 17.4347 | 32.8324 | 0 | 64.6023 | 0
2042 | 11 | 2 | 20 | 95.3051 | 15.3051 | 32.1148 | 0 | 63.1903 | 0
2042 | 11 | 2 | 21 | 90.5558 | 10.5558 | 30.5145 | 0 | 60.0414 | 0
2042 | 11 | 2 | 22 | 83.1367 | 3.1367 | 28.0145 | 0 | 55.1223 | 0
2042 | 11 | 2 | 23 | 77.2566 | 0 | 26.0331 | 0 | 51.2236 | 0
2042 | 11 | 2 | 24 | 73.8401 | 0 | 24.8818 | 0 | 48.9583 | 0
2042 | 11 | 3 | 1 | 68.8593 | 0 | 23.2034 | 0 | 45.6559 | 0
2042 | 11 | 3 | 2 | 78.1915 | 0 | 26.3481 | 0 | 51.8434 | 0
2042 | 11 | 3 | 3 | 76.7941 | 0 | 25.8772 | 0 | 50.9169 | 0
2042 | 11 | 3 | 4 | 76.846 | 0 | 25.8947 | 0 | 50.9513 | 0
2042 | 11 | 3 | 5 | 77.9201 | 0 | 26.2566 | 0 | 51.6635 | 0
2042 | 11 | 3 | 6 | 78.6462 | 0 | 26.5013 | 0 | 52.1449 | 0
2042 | 11 | 3 | 7 | 80.9425 | 0.94248 | 27.2751 | 0 | 53.6674 | 0
2042 | 11 | 3 | 8 | 89.9386 | 9.9386 | 30.3065 | 0 | 59.6321 | 0
2042 | 11 | 3 | 9 | 94.0286 | 14.0286 | 31.6847 | 0 | 62.3439 | 0
2042 | 11 | 3 | 10 | 86.2023 | 6.2023 | 29.0475 | 0 | 57.1548 | 0
2042 | 11 | 3 | 11 | 74.6765 | 0 | 25.1636 | 0 | 49.5128 | 0
2042 | 11 | 3 | 12 | 66.7468 | 0 | 22.4916 | 0 | 44.2552 | 0
2042 | 11 | 3 | 13 | 61.8197 | 0 | 20.8313 | 0 | 40.9884 | 0
2042 | 11 | 3 | 14 | 60.6201 | 0 | 20.4271 | 0 | 40.193 | 0
2042 | 11 | 3 | 15 | 64.7361 | 0 | 21.814 | 0 | 42.9221 | 0
2042 | 11 | 3 | 16 | 70.3135 | 0 | 23.6935 | 0 | 46.6201 | 0
2042 | 11 | 3 | 17 | 81.5294 | 1.5294 | 27.4728 | 0 | 54.0566 | 0
2042 | 11 | 3 | 18 | 99.8352 | 19.8352 | 33.6413 | 0 | 66.1939 | 0
2042 | 11 | 3 | 19 | 113.1175 | 33.1175 | 38.117 | 0 | 75.0005 | 0
2042 | 11 | 3 | 20 | 110.1349 | 30.1349 | 37.112 | 0 | 73.0229 | 0
2042 | 11 | 3 | 21 | 104.8108 | 24.8108 | 35.3179 | 0 | 69.4928 | 0
2042 | 11 | 3 | 22 | 99.4702 | 19.4702 | 33.5183 | 0 | 65.9519 | 0
2042 | 11 | 3 | 23 | 94.0314 | 14.0314 | 31.6856 | 0 | 62.3458 | 0
2042 | 11 | 3 | 24 | 87.3739 | 7.3739 | 29.4423 | 0 | 57.9317 | 0
2042 | 11 | 4 | 1 | 76.4071 | 0 | 25.7468 | 0 | 50.6603 | 0
2042 | 11 | 4 | 2 | 80.9218 | 0.92179 | 27.2681 | 0 | 53.6537 | 0
2042 | 11 | 4 | 3 | 78.8384 | 0 | 26.5661 | 0 | 52.2724 | 0
2042 | 11 | 4 | 4 | 78.172 | 0 | 26.3415 | 0 | 51.8305 | 0
2042 | 11 | 4 | 5 | 78.3597 | 0 | 26.4048 | 0 | 51.955 | 0
2042 | 11 | 4 | 6 | 79.1642 | 0 | 26.6759 | 0 | 52.4884 | 0
2042 | 11 | 4 | 7 | 80.1238 | 0.1238 | 26.9992 | 0 | 53.1246 | 0
2042 | 11 | 4 | 8 | 88.6167 | 8.6167 | 29.861 | 0 | 58.7557 | 0
2042 | 11 | 4 | 9 | 95.7028 | 15.7028 | 32.2488 | 0 | 63.454 | 0
2042 | 11 | 4 | 10 | 93.9333 | 13.9333 | 31.6526 | 0 | 62.2807 | 0
2042 | 11 | 4 | 11 | 89.2282 | 9.2282 | 30.0671 | 0 | 59.1611 | 0
2042 | 11 | 4 | 12 | 85.3101 | 5.3101 | 28.7468 | 0 | 56.5633 | 0
2042 | 11 | 4 | 13 | 71.1786 | 0 | 23.985 | 0 | 47.1937 | 0
2042 | 11 | 4 | 14 | 70.6152 | 0 | 23.7951 | 0 | 46.8201 | 0
2042 | 11 | 4 | 15 | 73.4371 | 0 | 24.746 | 0 | 48.6911 | 0
2042 | 11 | 4 | 16 | 76.8087 | 0 | 25.8821 | 0 | 50.9266 | 0
2042 | 11 | 4 | 17 | 84.9784 | 4.9784 | 28.6351 | 0 | 56.3434 | 0
2042 | 11 | 4 | 18 | 98.9848 | 18.9848 | 33.3548 | 0 | 65.63 | 0
2042 | 11 | 4 | 19 | 108.629 | 28.629 | 36.6046 | 0 | 72.0245 | 0
2042 | 11 | 4 | 20 | 106.7419 | 26.7419 | 35.9687 | 0 | 70.7732 | 0
2042 | 11 | 4 | 21 | 101.048 | 21.048 | 34.05 | 0 | 66.998 | 0
2042 | 11 | 4 | 22 | 95.8146 | 15.8146 | 32.2865 | 0 | 63.5281 | 0
2042 | 11 | 4 | 23 | 90.2162 | 10.2162 | 30.4 | 0 | 59.8162 | 0
2042 | 11 | 4 | 24 | 83.0837 | 3.0837 | 27.9966 | 0 | 55.0871 | 0
2042 | 11 | 5 | 1 | 75.7444 | 0 | 25.5235 | 0 | 50.2209 | 0
2042 | 11 | 5 | 2 | 70.489 | 0 | 23.7526 | 0 | 46.7364 | 0
2042 | 11 | 5 | 3 | 68.255 | 0 | 22.9998 | 0 | 45.2552 | 0
2042 | 11 | 5 | 4 | 67.1857 | 0 | 22.6395 | 0 | 44.5462 | 0
2042 | 11 | 5 | 5 | 67.6204 | 0 | 22.786 | 0 | 44.8345 | 0
2042 | 11 | 5 | 6 | 68.8617 | 0 | 23.2042 | 0 | 45.6575 | 0
2042 | 11 | 5 | 7 | 73.069 | 0 | 24.6219 | 0 | 48.447 | 0
2042 | 11 | 5 | 8 | 79.9582 | 0 | 26.9434 | 0 | 53.0148 | 0
2042 | 11 | 5 | 9 | 84.4608 | 4.4608 | 28.4606 | 0 | 56.0002 | 0
2042 | 11 | 5 | 10 | 79.5555 | 0 | 26.8077 | 0 | 52.7478 | 0
2042 | 11 | 5 | 11 | 71.9308 | 0 | 24.2384 | 0 | 47.6924 | 0
2042 | 11 | 5 | 12 | 68.4244 | 0 | 23.0569 | 0 | 45.3675 | 0
2042 | 11 | 5 | 13 | 63.1229 | 0 | 21.2704 | 0 | 41.8525 | 0
2042 | 11 | 5 | 14 | 60.4151 | 0 | 20.358 | 0 | 40.0571 | 0
2042 | 11 | 5 | 15 | 63.1532 | 0 | 21.2806 | 0 | 41.8725 | 0
2042 | 11 | 5 | 16 | 68.6067 | 0 | 23.1183 | 0 | 45.4884 | 0
2042 | 11 | 5 | 17 | 77.4241 | 0 | 26.0895 | 0 | 51.3346 | 0
2042 | 11 | 5 | 18 | 91.4086 | 11.4086 | 30.8018 | 0 | 60.6068 | 0
2042 | 11 | 5 | 19 | 92.5065 | 12.5065 | 31.1718 | 0 | 61.3347 | 0
2042 | 11 | 5 | 20 | 88.9447 | 8.9447 | 29.9716 | 0 | 58.9731 | 0
2042 | 11 | 5 | 21 | 85.2963 | 5.2963 | 28.7422 | 0 | 56.5542 | 0
2042 | 11 | 5 | 22 | 79.6194 | 0 | 26.8292 | 0 | 52.7902 | 0
2042 | 11 | 5 | 23 | 74.5453 | 0 | 25.1194 | 0 | 49.4259 | 0
2042 | 11 | 5 | 24 | 69.3652 | 0 | 23.3739 | 0 | 45.9913 | 0
2042 | 11 | 6 | 1 | 71.7926 | 0 | 24.1919 | 0 | 47.6008 | 0
2042 | 11 | 6 | 2 | 60.6007 | 0 | 20.4205 | 0 | 40.1802 | 0
2042 | 11 | 6 | 3 | 57.7341 | 0 | 19.4546 | 0 | 38.2795 | 0
2042 | 11 | 6 | 4 | 57.039 | 0 | 19.2203 | 0 | 37.8186 | 0
2042 | 11 | 6 | 5 | 57.9531 | 0 | 19.5284 | 0 | 38.4247 | 0
2042 | 11 | 6 | 6 | 59.5238 | 0 | 20.0577 | 0 | 39.4662 | 0
2042 | 11 | 6 | 7 | 62.0954 | 0 | 20.9242 | 0 | 41.1712 | 0
2042 | 11 | 6 | 8 | 70.4128 | 0 | 23.7269 | 0 | 46.6859 | 0
2042 | 11 | 6 | 9 | 77.7545 | 0 | 26.2008 | 0 | 51.5537 | 0
2042 | 11 | 6 | 10 | 71.5772 | 0 | 24.1193 | 0 | 47.4579 | 0
2042 | 11 | 6 | 11 | 61.0248 | 0 | 20.5634 | 0 | 40.4613 | 0
2042 | 11 | 6 | 12 | 54.5055 | 0 | 18.3666 | 0 | 36.1389 | 0
2042 | 11 | 6 | 13 | 57.4579 | 0 | 19.3615 | 0 | 38.0964 | 0
2042 | 11 | 6 | 14 | 53.7674 | 0 | 18.1179 | 0 | 35.6495 | 0
2042 | 11 | 6 | 15 | 54.5944 | 0 | 18.3966 | 0 | 36.1978 | 0
2042 | 11 | 6 | 16 | 57.8843 | 0 | 19.5052 | 0 | 38.3791 | 0
2042 | 11 | 6 | 17 | 66.4688 | 0 | 22.3979 | 0 | 44.0709 | 0
2042 | 11 | 6 | 18 | 79.2939 | 0 | 26.7196 | 0 | 52.5744 | 0
2042 | 11 | 6 | 19 | 78.9255 | 0 | 26.5954 | 0 | 52.3301 | 0
2042 | 11 | 6 | 20 | 76.9374 | 0 | 25.9255 | 0 | 51.0119 | 0
2042 | 11 | 6 | 21 | 73.5365 | 0 | 24.7795 | 0 | 48.757 | 0
2042 | 11 | 6 | 22 | 68.3686 | 0 | 23.0381 | 0 | 45.3305 | 0
2042 | 11 | 6 | 23 | 64.1644 | 0 | 21.6214 | 0 | 42.543 | 0
2042 | 11 | 6 | 24 | 60.0409 | 0 | 20.2319 | 0 | 39.809 | 0
2042 | 11 | 7 | 1 | 65.977 | 0 | 22.2322 | 0 | 43.7448 | 0
2042 | 11 | 7 | 2 | 64.0664 | 0 | 21.5884 | 0 | 42.4781 | 0
2042 | 11 | 7 | 3 | 61.484 | 0 | 20.7182 | 0 | 40.7658 | 0
2042 | 11 | 7 | 4 | 61.1746 | 0 | 20.6139 | 0 | 40.5607 | 0
2042 | 11 | 7 | 5 | 62.6046 | 0 | 21.0958 | 0 | 41.5088 | 0
2042 | 11 | 7 | 6 | 63.5938 | 0 | 21.4291 | 0 | 42.1647 | 0
2042 | 11 | 7 | 7 | 72.5007 | 0 | 24.4305 | 0 | 48.0702 | 0
2042 | 11 | 7 | 8 | 80.9133 | 0.91326 | 27.2652 | 0 | 53.648 | 0
2042 | 11 | 7 | 9 | 86.6397 | 6.6397 | 29.1949 | 0 | 57.4449 | 0
2042 | 11 | 7 | 10 | 82.1852 | 2.1852 | 27.6938 | 0 | 54.4914 | 0
2042 | 11 | 7 | 11 | 75.0933 | 0 | 25.3041 | 0 | 49.7892 | 0
2042 | 11 | 7 | 12 | 68.7728 | 0 | 23.1743 | 0 | 45.5985 | 0
2042 | 11 | 7 | 13 | 74.5412 | 0 | 25.118 | 0 | 49.4231 | 0
2042 | 11 | 7 | 14 | 72.6083 | 0 | 24.4667 | 0 | 48.1416 | 0
2042 | 11 | 7 | 15 | 75.1895 | 0 | 25.3365 | 0 | 49.853 | 0
2042 | 11 | 7 | 16 | 78.4077 | 0 | 26.4209 | 0 | 51.9868 | 0
2042 | 11 | 7 | 17 | 86.1069 | 6.1069 | 29.0153 | 0 | 57.0916 | 0
2042 | 11 | 7 | 18 | 99.0518 | 19.0518 | 33.3773 | 0 | 65.6744 | 0
2042 | 11 | 7 | 19 | 100.2986 | 20.2986 | 33.7975 | 0 | 66.5011 | 0
2042 | 11 | 7 | 20 | 97.6769 | 17.6769 | 32.914 | 0 | 64.7629 | 0
2042 | 11 | 7 | 21 | 92.9068 | 12.9068 | 31.3067 | 0 | 61.6001 | 0
2042 | 11 | 7 | 22 | 88.4806 | 8.4806 | 29.8152 | 0 | 58.6654 | 0
2042 | 11 | 7 | 23 | 84.2842 | 4.2842 | 28.4011 | 0 | 55.883 | 0
2042 | 11 | 7 | 24 | 78.6611 | 0 | 26.5063 | 0 | 52.1548 | 0
2042 | 11 | 8 | 1 | 68.5052 | 0 | 23.0841 | 0 | 45.4211 | 0
2042 | 11 | 8 | 2 | 63.7154 | 0 | 21.4701 | 0 | 42.2453 | 0
2042 | 11 | 8 | 3 | 61.9666 | 0 | 20.8808 | 0 | 41.0858 | 0
2042 | 11 | 8 | 4 | 61.4813 | 0 | 20.7173 | 0 | 40.7641 | 0
2042 | 11 | 8 | 5 | 61.1954 | 0 | 20.6209 | 0 | 40.5745 | 0
2042 | 11 | 8 | 6 | 61.7132 | 0 | 20.7954 | 0 | 40.9178 | 0
2042 | 11 | 8 | 7 | 62.862 | 0 | 21.1825 | 0 | 41.6795 | 0
2042 | 11 | 8 | 8 | 69.4094 | 0 | 23.3888 | 0 | 46.0206 | 0
2042 | 11 | 8 | 9 | 75.8379 | 0 | 25.555 | 0 | 50.2829 | 0
2042 | 11 | 8 | 10 | 70.7305 | 0 | 23.834 | 0 | 46.8965 | 0
2042 | 11 | 8 | 11 | 59.8545 | 0 | 20.1691 | 0 | 39.6854 | 0
2042 | 11 | 8 | 12 | 54.6868 | 0 | 18.4277 | 0 | 36.2591 | 0
2042 | 11 | 8 | 13 | 51.1498 | 0 | 17.2359 | 0 | 33.9139 | 0
2042 | 11 | 8 | 14 | 45.9427 | 0 | 15.4813 | 0 | 30.4615 | 0
2042 | 11 | 8 | 15 | 48.4317 | 0 | 16.32 | 0 | 32.1117 | 0
2042 | 11 | 8 | 16 | 49.9818 | 0 | 16.8423 | 0 | 33.1395 | 0
2042 | 11 | 8 | 17 | 60.9623 | 0 | 20.5424 | 0 | 40.4199 | 0
2042 | 11 | 8 | 18 | 82.4825 | 2.4825 | 27.794 | 0 | 54.6885 | 0
2042 | 11 | 8 | 19 | 100.5562 | 20.5562 | 33.8843 | 0 | 66.6719 | 0
2042 | 11 | 8 | 20 | 99.0426 | 19.0426 | 33.3742 | 0 | 65.6683 | 0
2042 | 11 | 8 | 21 | 93.1751 | 13.1751 | 31.3971 | 0 | 61.7781 | 0
2042 | 11 | 8 | 22 | 87.7047 | 7.7047 | 29.5537 | 0 | 58.151 | 0
2042 | 11 | 8 | 23 | 83.9981 | 3.9981 | 28.3047 | 0 | 55.6934 | 0
2042 | 11 | 8 | 24 | 78.422 | 0 | 26.4258 | 0 | 51.9963 | 0
2042 | 11 | 9 | 1 | 69.6422 | 0 | 23.4672 | 0 | 46.175 | 0
2042 | 11 | 9 | 2 | 69.3732 | 0 | 23.3766 | 0 | 45.9966 | 0
2042 | 11 | 9 | 3 | 68.1302 | 0 | 22.9577 | 0 | 45.1725 | 0
2042 | 11 | 9 | 4 | 68.0488 | 0 | 22.9303 | 0 | 45.1185 | 0
2042 | 11 | 9 | 5 | 68.0563 | 0 | 22.9328 | 0 | 45.1235 | 0
2042 | 11 | 9 | 6 | 69.032 | 0 | 23.2616 | 0 | 45.7704 | 0
2042 | 11 | 9 | 7 | 66.7639 | 0 | 22.4974 | 0 | 44.2666 | 0
2042 | 11 | 9 | 8 | 72.5351 | 0 | 24.442 | 0 | 48.093 | 0
2042 | 11 | 9 | 9 | 77.6261 | 0 | 26.1576 | 0 | 51.4686 | 0
2042 | 11 | 9 | 10 | 74.0755 | 0 | 24.9611 | 0 | 49.1144 | 0
2042 | 11 | 9 | 11 | 63.8509 | 0 | 21.5157 | 0 | 42.3352 | 0
2042 | 11 | 9 | 12 | 58.8477 | 0 | 19.8298 | 0 | 39.0179 | 0
2042 | 11 | 9 | 13 | 51.5529 | 0 | 17.3717 | 0 | 34.1812 | 0
2042 | 11 | 9 | 14 | 46.9955 | 0 | 15.836 | 0 | 31.1595 | 0
2042 | 11 | 9 | 15 | 49.7122 | 0 | 16.7515 | 0 | 32.9608 | 0
2042 | 11 | 9 | 16 | 55.1011 | 0 | 18.5673 | 0 | 36.5338 | 0
2042 | 11 | 9 | 17 | 69.9131 | 0 | 23.5585 | 0 | 46.3546 | 0
2042 | 11 | 9 | 18 | 91.5642 | 11.5642 | 30.8543 | 0 | 60.7099 | 0
2042 | 11 | 9 | 19 | 104.7357 | 24.7357 | 35.2926 | 0 | 69.443 | 0
2042 | 11 | 9 | 20 | 101.5178 | 21.5178 | 34.2083 | 0 | 67.3095 | 0
2042 | 11 | 9 | 21 | 96.7836 | 16.7836 | 32.613 | 0 | 64.1706 | 0
2042 | 11 | 9 | 22 | 91.4493 | 11.4493 | 30.8155 | 0 | 60.6337 | 0
2042 | 11 | 9 | 23 | 87.3505 | 7.3505 | 29.4344 | 0 | 57.9161 | 0
2042 | 11 | 9 | 24 | 82.1739 | 2.1739 | 27.69 | 0 | 54.4839 | 0
2042 | 11 | 10 | 1 | 76.7105 | 0 | 25.849 | 0 | 50.8615 | 0
2042 | 11 | 10 | 2 | 70.754 | 0 | 23.8419 | 0 | 46.9121 | 0
2042 | 11 | 10 | 3 | 69.1735 | 0 | 23.3093 | 0 | 45.8642 | 0
2042 | 11 | 10 | 4 | 69.0195 | 0 | 23.2574 | 0 | 45.7621 | 0
2042 | 11 | 10 | 5 | 69.7022 | 0 | 23.4874 | 0 | 46.2147 | 0
2042 | 11 | 10 | 6 | 71.1847 | 0 | 23.987 | 0 | 47.1977 | 0
2042 | 11 | 10 | 7 | 78.6358 | 0 | 26.4978 | 0 | 52.138 | 0
2042 | 11 | 10 | 8 | 87.0979 | 7.0979 | 29.3492 | 0 | 57.7486 | 0
2042 | 11 | 10 | 9 | 91.7054 | 11.7054 | 30.9018 | 0 | 60.8035 | 0
2042 | 11 | 10 | 10 | 84.304 | 4.304 | 28.4078 | 0 | 55.8962 | 0
2042 | 11 | 10 | 11 | 72.8306 | 0 | 24.5416 | 0 | 48.289 | 0
2042 | 11 | 10 | 12 | 65.2472 | 0 | 21.9863 | 0 | 43.261 | 0
2042 | 11 | 10 | 13 | 57.7531 | 0 | 19.461 | 0 | 38.2921 | 0
2042 | 11 | 10 | 14 | 55.6896 | 0 | 18.7657 | 0 | 36.924 | 0
2042 | 11 | 10 | 15 | 59.0233 | 0 | 19.889 | 0 | 39.1343 | 0
2042 | 11 | 10 | 16 | 65.1149 | 0 | 21.9417 | 0 | 43.1732 | 0
2042 | 11 | 10 | 17 | 76.9218 | 0 | 25.9202 | 0 | 51.0016 | 0
2042 | 11 | 10 | 18 | 95.8405 | 15.8405 | 32.2952 | 0 | 63.5453 | 0
2042 | 11 | 10 | 19 | 103.7621 | 23.7621 | 34.9646 | 0 | 68.7975 | 0
2042 | 11 | 10 | 20 | 101.4804 | 21.4804 | 34.1957 | 0 | 67.2847 | 0
2042 | 11 | 10 | 21 | 96.5563 | 16.5563 | 32.5365 | 0 | 64.0199 | 0
2042 | 11 | 10 | 22 | 91.3007 | 11.3007 | 30.7655 | 0 | 60.5352 | 0
2042 | 11 | 10 | 23 | 86.0789 | 6.0789 | 29.0059 | 0 | 57.073 | 0
2042 | 11 | 10 | 24 | 80.4886 | 0.4886 | 27.1221 | 0 | 53.3665 | 0
2042 | 11 | 11 | 1 | 73.8579 | 0 | 24.8878 | 0 | 48.9701 | 0
2042 | 11 | 11 | 2 | 67.3138 | 0 | 22.6826 | 0 | 44.6312 | 0
2042 | 11 | 11 | 3 | 65.0003 | 0 | 21.9031 | 0 | 43.0972 | 0
2042 | 11 | 11 | 4 | 64.3179 | 0 | 21.6731 | 0 | 42.6448 | 0
2042 | 11 | 11 | 5 | 64.7673 | 0 | 21.8246 | 0 | 42.9428 | 0
2042 | 11 | 11 | 6 | 66.0701 | 0 | 22.2635 | 0 | 43.8065 | 0
2042 | 11 | 11 | 7 | 68.5247 | 0 | 23.0907 | 0 | 45.434 | 0
2042 | 11 | 11 | 8 | 76.1303 | 0 | 25.6535 | 0 | 50.4768 | 0
2042 | 11 | 11 | 9 | 81.619 | 1.619 | 27.5031 | 0 | 54.116 | 0
2042 | 11 | 11 | 10 | 76.208 | 0 | 25.6797 | 0 | 50.5283 | 0
2042 | 11 | 11 | 11 | 67.6142 | 0 | 22.7839 | 0 | 44.8304 | 0
2042 | 11 | 11 | 12 | 61.8091 | 0 | 20.8277 | 0 | 40.9814 | 0
2042 | 11 | 11 | 13 | 57.7478 | 0 | 19.4592 | 0 | 38.2886 | 0
2042 | 11 | 11 | 14 | 55.002 | 0 | 18.534 | 0 | 36.4681 | 0
2042 | 11 | 11 | 15 | 58.3707 | 0 | 19.6691 | 0 | 38.7016 | 0
2042 | 11 | 11 | 16 | 62.7904 | 0 | 21.1584 | 0 | 41.632 | 0
2042 | 11 | 11 | 17 | 72.7251 | 0 | 24.5061 | 0 | 48.2191 | 0
2042 | 11 | 11 | 18 | 88.4337 | 8.4337 | 29.7994 | 0 | 58.6343 | 0
2042 | 11 | 11 | 19 | 94.2407 | 14.2407 | 31.7561 | 0 | 62.4845 | 0
2042 | 11 | 11 | 20 | 91.2873 | 11.2873 | 30.761 | 0 | 60.5264 | 0
2042 | 11 | 11 | 21 | 86.8966 | 6.8966 | 29.2814 | 0 | 57.6152 | 0
2042 | 11 | 11 | 22 | 81.908 | 1.908 | 27.6004 | 0 | 54.3076 | 0
2042 | 11 | 11 | 23 | 76.5577 | 0 | 25.7975 | 0 | 50.7602 | 0
2042 | 11 | 11 | 24 | 70.8603 | 0 | 23.8777 | 0 | 46.9826 | 0
2042 | 11 | 12 | 1 | 66.0514 | 0 | 22.2573 | 0 | 43.7942 | 0
2042 | 11 | 12 | 2 | 66.6453 | 0 | 22.4574 | 0 | 44.1879 | 0
2042 | 11 | 12 | 3 | 64.5543 | 0 | 21.7528 | 0 | 42.8016 | 0
2042 | 11 | 12 | 4 | 63.881 | 0 | 21.5259 | 0 | 42.3551 | 0
2042 | 11 | 12 | 5 | 64.722 | 0 | 21.8093 | 0 | 42.9127 | 0
2042 | 11 | 12 | 6 | 65.9799 | 0 | 22.2332 | 0 | 43.7467 | 0
2042 | 11 | 12 | 7 | 75.4424 | 0 | 25.4217 | 0 | 50.0207 | 0
2042 | 11 | 12 | 8 | 84.2133 | 4.2133 | 28.3772 | 0 | 55.8361 | 0
2042 | 11 | 12 | 9 | 92.2059 | 12.2059 | 31.0705 | 0 | 61.1354 | 0
2042 | 11 | 12 | 10 | 91.6905 | 11.6905 | 30.8968 | 0 | 60.7937 | 0
2042 | 11 | 12 | 11 | 86.8767 | 6.8767 | 29.2747 | 0 | 57.602 | 0
2042 | 11 | 12 | 12 | 82.4064 | 2.4064 | 27.7684 | 0 | 54.638 | 0
2042 | 11 | 12 | 13 | 79.7888 | 0 | 26.8863 | 0 | 52.9025 | 0
2042 | 11 | 12 | 14 | 78.6501 | 0 | 26.5026 | 0 | 52.1475 | 0
2042 | 11 | 12 | 15 | 81.6386 | 1.6386 | 27.5097 | 0 | 54.129 | 0
2042 | 11 | 12 | 16 | 86.1792 | 6.1792 | 29.0397 | 0 | 57.1395 | 0
2042 | 11 | 12 | 17 | 93.7199 | 13.7199 | 31.5807 | 0 | 62.1393 | 0
2042 | 11 | 12 | 18 | 105.6134 | 25.6134 | 35.5884 | 0 | 70.025 | 0
2042 | 11 | 12 | 19 | 107.7349 | 27.7349 | 36.3033 | 0 | 71.4316 | 0
2042 | 11 | 12 | 20 | 105.3021 | 25.3021 | 35.4835 | 0 | 69.8186 | 0
2042 | 11 | 12 | 21 | 101.0513 | 21.0513 | 34.0511 | 0 | 67.0002 | 0
2042 | 11 | 12 | 22 | 95.7635 | 15.7635 | 32.2693 | 0 | 63.4942 | 0
2042 | 11 | 12 | 23 | 90.1221 | 10.1221 | 30.3683 | 0 | 59.7538 | 0
2042 | 11 | 12 | 24 | 83.9021 | 3.9021 | 28.2724 | 0 | 55.6297 | 0
2042 | 11 | 13 | 1 | 69.4863 | 0 | 23.4147 | 0 | 46.0716 | 0
2042 | 11 | 13 | 2 | 66.535 | 0 | 22.4202 | 0 | 44.1148 | 0
2042 | 11 | 13 | 3 | 64.6623 | 0 | 21.7892 | 0 | 42.8732 | 0
2042 | 11 | 13 | 4 | 64.6418 | 0 | 21.7823 | 0 | 42.8595 | 0
2042 | 11 | 13 | 5 | 65.331 | 0 | 22.0145 | 0 | 43.3165 | 0
2042 | 11 | 13 | 6 | 66.8978 | 0 | 22.5425 | 0 | 44.3554 | 0
2042 | 11 | 13 | 7 | 71.1216 | 0 | 23.9658 | 0 | 47.1559 | 0
2042 | 11 | 13 | 8 | 80.4976 | 0.49757 | 27.1252 | 0 | 53.3724 | 0
2042 | 11 | 13 | 9 | 86.6496 | 6.6496 | 29.1982 | 0 | 57.4514 | 0
2042 | 11 | 13 | 10 | 81.9737 | 1.9737 | 27.6226 | 0 | 54.3511 | 0
2042 | 11 | 13 | 11 | 73.215 | 0 | 24.6711 | 0 | 48.5438 | 0
2042 | 11 | 13 | 12 | 67.1106 | 0 | 22.6142 | 0 | 44.4964 | 0
2042 | 11 | 13 | 13 | 82.8293 | 2.8293 | 27.9109 | 0 | 54.9184 | 0
2042 | 11 | 13 | 14 | 82.4509 | 2.4509 | 27.7834 | 0 | 54.6675 | 0
2042 | 11 | 13 | 15 | 85.2146 | 5.2146 | 28.7146 | 0 | 56.4999 | 0
2042 | 11 | 13 | 16 | 87.9355 | 7.9355 | 29.6315 | 0 | 58.304 | 0
2042 | 11 | 13 | 17 | 93.214 | 13.214 | 31.4102 | 0 | 61.8038 | 0
2042 | 11 | 13 | 18 | 103.69 | 23.69 | 34.9403 | 0 | 68.7497 | 0
2042 | 11 | 13 | 19 | 108.9649 | 28.9649 | 36.7178 | 0 | 72.2472 | 0
2042 | 11 | 13 | 20 | 105.4988 | 25.4988 | 35.5498 | 0 | 69.949 | 0
2042 | 11 | 13 | 21 | 100.0474 | 20.0474 | 33.7128 | 0 | 66.3346 | 0
2042 | 11 | 13 | 22 | 95.0919 | 15.0919 | 32.043 | 0 | 63.0489 | 0
2042 | 11 | 13 | 23 | 89.4956 | 9.4956 | 30.1572 | 0 | 59.3384 | 0
2042 | 11 | 13 | 24 | 82.8838 | 2.8838 | 27.9292 | 0 | 54.9546 | 0
2042 | 11 | 14 | 1 | 75.9671 | 0 | 25.5985 | 0 | 50.3686 | 0
2042 | 11 | 14 | 2 | 72.9252 | 0 | 24.5735 | 0 | 48.3517 | 0
2042 | 11 | 14 | 3 | 71.27 | 0 | 24.0157 | 0 | 47.2542 | 0
2042 | 11 | 14 | 4 | 71.2093 | 0 | 23.9953 | 0 | 47.214 | 0
2042 | 11 | 14 | 5 | 71.6861 | 0 | 24.156 | 0 | 47.5301 | 0
2042 | 11 | 14 | 6 | 73.6336 | 0 | 24.8122 | 0 | 48.8214 | 0
2042 | 11 | 14 | 7 | 78.7628 | 0 | 26.5406 | 0 | 52.2222 | 0
2042 | 11 | 14 | 8 | 87.4386 | 7.4386 | 29.4641 | 0 | 57.9745 | 0
2042 | 11 | 14 | 9 | 96.125 | 16.125 | 32.3911 | 0 | 63.7339 | 0
2042 | 11 | 14 | 10 | 97.1587 | 17.1587 | 32.7394 | 0 | 64.4192 | 0
2042 | 11 | 14 | 11 | 92.9444 | 12.9444 | 31.3193 | 0 | 61.625 | 0
2042 | 11 | 14 | 12 | 88.379 | 8.379 | 29.781 | 0 | 58.5981 | 0
2042 | 11 | 14 | 13 | 77.8529 | 0 | 26.234 | 0 | 51.6189 | 0
2042 | 11 | 14 | 14 | 76.2074 | 0 | 25.6795 | 0 | 50.5279 | 0
2042 | 11 | 14 | 15 | 79.472 | 0 | 26.7796 | 0 | 52.6925 | 0
2042 | 11 | 14 | 16 | 83.1757 | 3.1757 | 28.0276 | 0 | 55.1481 | 0
2042 | 11 | 14 | 17 | 89.8601 | 9.8601 | 30.28 | 0 | 59.5801 | 0
2042 | 11 | 14 | 18 | 102.0975 | 22.0975 | 34.4037 | 0 | 67.6939 | 0
2042 | 11 | 14 | 19 | 108.1481 | 28.1481 | 36.4425 | 0 | 71.7056 | 0
2042 | 11 | 14 | 20 | 105.0999 | 25.0999 | 35.4154 | 0 | 69.6846 | 0
2042 | 11 | 14 | 21 | 99.7706 | 19.7706 | 33.6195 | 0 | 66.151 | 0
2042 | 11 | 14 | 22 | 95.5394 | 15.5394 | 32.1938 | 0 | 63.3456 | 0
2042 | 11 | 14 | 23 | 90.9924 | 10.9924 | 30.6616 | 0 | 60.3308 | 0
2042 | 11 | 14 | 24 | 85.2198 | 5.2198 | 28.7164 | 0 | 56.5034 | 0
2042 | 11 | 15 | 1 | 79.392 | 0 | 26.7526 | 0 | 52.6394 | 0
2042 | 11 | 15 | 2 | 79.9999 | 0 | 26.9575 | 0 | 53.0424 | 0
2042 | 11 | 15 | 3 | 77.6515 | 0 | 26.1661 | 0 | 51.4854 | 0
2042 | 11 | 15 | 4 | 76.8986 | 0 | 25.9124 | 0 | 50.9862 | 0
2042 | 11 | 15 | 5 | 76.3069 | 0 | 25.713 | 0 | 50.5939 | 0
2042 | 11 | 15 | 6 | 76.8492 | 0 | 25.8958 | 0 | 50.9534 | 0
2042 | 11 | 15 | 7 | 79.6636 | 0 | 26.8441 | 0 | 52.8195 | 0
2042 | 11 | 15 | 8 | 85.0275 | 5.0275 | 28.6516 | 0 | 56.3759 | 0
2042 | 11 | 15 | 9 | 91.8298 | 11.8298 | 30.9438 | 0 | 60.886 | 0
2042 | 11 | 15 | 10 | 93.4177 | 13.4177 | 31.4788 | 0 | 61.9389 | 0
2042 | 11 | 15 | 11 | 88.7346 | 8.7346 | 29.9008 | 0 | 58.8338 | 0
2042 | 11 | 15 | 12 | 84.5609 | 4.5609 | 28.4944 | 0 | 56.0665 | 0
2042 | 11 | 15 | 13 | 82.3738 | 2.3738 | 27.7574 | 0 | 54.6164 | 0
2042 | 11 | 15 | 14 | 79.7843 | 0 | 26.8848 | 0 | 52.8995 | 0
2042 | 11 | 15 | 15 | 82.5103 | 2.5103 | 27.8034 | 0 | 54.7069 | 0
2042 | 11 | 15 | 16 | 86.8409 | 6.8409 | 29.2627 | 0 | 57.5782 | 0
2042 | 11 | 15 | 17 | 95.4209 | 15.4209 | 32.1538 | 0 | 63.2671 | 0
2042 | 11 | 15 | 18 | 108.5672 | 28.5672 | 36.5837 | 0 | 71.9835 | 0
2042 | 11 | 15 | 19 | 115.8933 | 35.8933 | 39.0524 | 0 | 76.8409 | 0
2042 | 11 | 15 | 20 | 112.306 | 32.306 | 37.8436 | 0 | 74.4624 | 0
2042 | 11 | 15 | 21 | 105.8317 | 25.8317 | 35.6619 | 0 | 70.1697 | 0
2042 | 11 | 15 | 22 | 100.3637 | 20.3637 | 33.8194 | 0 | 66.5443 | 0
2042 | 11 | 15 | 23 | 95.9356 | 15.9356 | 32.3273 | 0 | 63.6083 | 0
2042 | 11 | 15 | 24 | 90.3845 | 10.3845 | 30.4567 | 0 | 59.9278 | 0
2042 | 11 | 16 | 1 | 78.1996 | 0 | 26.3508 | 0 | 51.8488 | 0
2042 | 11 | 16 | 2 | 77.2323 | 0 | 26.0248 | 0 | 51.2074 | 0
2042 | 11 | 16 | 3 | 75.4304 | 0 | 25.4177 | 0 | 50.0127 | 0
2042 | 11 | 16 | 4 | 75.1587 | 0 | 25.3261 | 0 | 49.8326 | 0
2042 | 11 | 16 | 5 | 74.4732 | 0 | 25.0951 | 0 | 49.3781 | 0
2042 | 11 | 16 | 6 | 75.1206 | 0 | 25.3133 | 0 | 49.8073 | 0
2042 | 11 | 16 | 7 | 71.9298 | 0 | 24.2381 | 0 | 47.6917 | 0
2042 | 11 | 16 | 8 | 76.968 | 0 | 25.9358 | 0 | 51.0322 | 0
2042 | 11 | 16 | 9 | 85.2862 | 5.2862 | 28.7388 | 0 | 56.5474 | 0
2042 | 11 | 16 | 10 | 90.2681 | 10.2681 | 30.4175 | 0 | 59.8506 | 0
2042 | 11 | 16 | 11 | 88.8134 | 8.8134 | 29.9273 | 0 | 58.8861 | 0
2042 | 11 | 16 | 12 | 86.7472 | 6.7472 | 29.2311 | 0 | 57.5161 | 0
2042 | 11 | 16 | 13 | 85.7082 | 5.7082 | 28.881 | 0 | 56.8273 | 0
2042 | 11 | 16 | 14 | 84.7399 | 4.7399 | 28.5547 | 0 | 56.1852 | 0
2042 | 11 | 16 | 15 | 86.9217 | 6.9217 | 29.2899 | 0 | 57.6318 | 0
2042 | 11 | 16 | 16 | 89.2766 | 9.2766 | 30.0834 | 0 | 59.1932 | 0
2042 | 11 | 16 | 17 | 95.4626 | 15.4626 | 32.1679 | 0 | 63.2947 | 0
2042 | 11 | 16 | 18 | 105.0867 | 25.0867 | 35.4109 | 0 | 69.6758 | 0
2042 | 11 | 16 | 19 | 110.0593 | 30.0593 | 37.0865 | 0 | 72.9728 | 0
2042 | 11 | 16 | 20 | 105.1177 | 25.1177 | 35.4214 | 0 | 69.6963 | 0
2042 | 11 | 16 | 21 | 98.4748 | 18.4748 | 33.1829 | 0 | 65.2919 | 0
2042 | 11 | 16 | 22 | 93.3899 | 13.3899 | 31.4695 | 0 | 61.9204 | 0
2042 | 11 | 16 | 23 | 88.1622 | 8.1622 | 29.7079 | 0 | 58.4543 | 0
2042 | 11 | 16 | 24 | 82.9802 | 2.9802 | 27.9617 | 0 | 55.0185 | 0
2042 | 11 | 17 | 1 | 80.2257 | 0.22574 | 27.0336 | 0 | 53.1922 | 0
2042 | 11 | 17 | 2 | 85.862 | 5.862 | 28.9328 | 0 | 56.9292 | 0
2042 | 11 | 17 | 3 | 84.2703 | 4.2703 | 28.3965 | 0 | 55.8739 | 0
2042 | 11 | 17 | 4 | 83.9637 | 3.9637 | 28.2931 | 0 | 55.6706 | 0
2042 | 11 | 17 | 5 | 83.3944 | 3.3944 | 28.1013 | 0 | 55.2931 | 0
2042 | 11 | 17 | 6 | 84.5141 | 4.5141 | 28.4786 | 0 | 56.0355 | 0
2042 | 11 | 17 | 7 | 85.2619 | 5.2619 | 28.7306 | 0 | 56.5313 | 0
2042 | 11 | 17 | 8 | 94.1728 | 14.1728 | 31.7333 | 0 | 62.4395 | 0
2042 | 11 | 17 | 9 | 102.3508 | 22.3508 | 34.489 | 0 | 67.8618 | 0
2042 | 11 | 17 | 10 | 102.7821 | 22.7821 | 34.6343 | 0 | 68.1477 | 0
2042 | 11 | 17 | 11 | 98.1154 | 18.1154 | 33.0618 | 0 | 65.0536 | 0
2042 | 11 | 17 | 12 | 94.5405 | 14.5405 | 31.8572 | 0 | 62.6833 | 0
2042 | 11 | 17 | 13 | 88.5269 | 8.5269 | 29.8308 | 0 | 58.6961 | 0
2042 | 11 | 17 | 14 | 87.7165 | 7.7165 | 29.5577 | 0 | 58.1588 | 0
2042 | 11 | 17 | 15 | 90.7968 | 10.7968 | 30.5957 | 0 | 60.2011 | 0
2042 | 11 | 17 | 16 | 93.829 | 13.829 | 31.6174 | 0 | 62.2116 | 0
2042 | 11 | 17 | 17 | 100.1385 | 20.1385 | 33.7435 | 0 | 66.395 | 0
2042 | 11 | 17 | 18 | 111.1644 | 31.1644 | 37.4589 | 0 | 73.7055 | 0
2042 | 11 | 17 | 19 | 116.5352 | 36.5352 | 39.2687 | 0 | 77.2665 | 0
2042 | 11 | 17 | 20 | 113.132 | 33.132 | 38.1219 | 0 | 75.0101 | 0
2042 | 11 | 17 | 21 | 107.4566 | 27.4566 | 36.2095 | 0 | 71.2471 | 0
2042 | 11 | 17 | 22 | 102.6247 | 22.6247 | 34.5813 | 0 | 68.0434 | 0
2042 | 11 | 17 | 23 | 96.9099 | 16.9099 | 32.6556 | 0 | 64.2543 | 0
2042 | 11 | 17 | 24 | 90.3787 | 10.3787 | 30.4548 | 0 | 59.9239 | 0
2042 | 11 | 18 | 1 | 83.4896 | 3.4896 | 28.1334 | 0 | 55.3562 | 0
2042 | 11 | 18 | 2 | 81.7849 | 1.7849 | 27.5589 | 0 | 54.226 | 0
2042 | 11 | 18 | 3 | 80.087 | 0.087031 | 26.9868 | 0 | 53.1002 | 0
2042 | 11 | 18 | 4 | 79.7693 | 0 | 26.8797 | 0 | 52.8895 | 0
2042 | 11 | 18 | 5 | 79.3632 | 0 | 26.7429 | 0 | 52.6203 | 0
2042 | 11 | 18 | 6 | 80.8254 | 0.82535 | 27.2356 | 0 | 53.5897 | 0
2042 | 11 | 18 | 7 | 80.8431 | 0.8431 | 27.2416 | 0 | 53.6015 | 0
2042 | 11 | 18 | 8 | 89.3031 | 9.3031 | 30.0923 | 0 | 59.2107 | 0
2042 | 11 | 18 | 9 | 97.0046 | 17.0046 | 32.6875 | 0 | 64.3171 | 0
2042 | 11 | 18 | 10 | 96.1063 | 16.1063 | 32.3848 | 0 | 63.7215 | 0
2042 | 11 | 18 | 11 | 90.3061 | 10.3061 | 30.4303 | 0 | 59.8758 | 0
2042 | 11 | 18 | 12 | 86.6677 | 6.6677 | 29.2043 | 0 | 57.4634 | 0
2042 | 11 | 18 | 13 | 79.4796 | 0 | 26.7821 | 0 | 52.6975 | 0
2042 | 11 | 18 | 14 | 77.5862 | 0 | 26.1441 | 0 | 51.4421 | 0
2042 | 11 | 18 | 15 | 81.5447 | 1.5447 | 27.478 | 0 | 54.0667 | 0
2042 | 11 | 18 | 16 | 84.8182 | 4.8182 | 28.5811 | 0 | 56.2371 | 0
2042 | 11 | 18 | 17 | 91.9966 | 11.9966 | 30.9999 | 0 | 60.9966 | 0
2042 | 11 | 18 | 18 | 103.9769 | 23.9769 | 35.0369 | 0 | 68.9399 | 0
2042 | 11 | 18 | 19 | 112.2003 | 32.2003 | 37.808 | 0 | 74.3923 | 0
2042 | 11 | 18 | 20 | 108.5161 | 28.5161 | 36.5665 | 0 | 71.9496 | 0
2042 | 11 | 18 | 21 | 102.9423 | 22.9423 | 34.6883 | 0 | 68.254 | 0
2042 | 11 | 18 | 22 | 98.1667 | 18.1667 | 33.0791 | 0 | 65.0876 | 0
2042 | 11 | 18 | 23 | 92.28 | 12.28 | 31.0955 | 0 | 61.1846 | 0
2042 | 11 | 18 | 24 | 85.7278 | 5.7278 | 28.8876 | 0 | 56.8402 | 0
2042 | 11 | 19 | 1 | 82.2763 | 2.2763 | 27.7245 | 0 | 54.5518 | 0
2042 | 11 | 19 | 2 | 70.1634 | 0 | 23.6429 | 0 | 46.5206 | 0
2042 | 11 | 19 | 3 | 68.3638 | 0 | 23.0364 | 0 | 45.3273 | 0
2042 | 11 | 19 | 4 | 68.2664 | 0 | 23.0036 | 0 | 45.2628 | 0
2042 | 11 | 19 | 5 | 68.6803 | 0 | 23.1431 | 0 | 45.5372 | 0
2042 | 11 | 19 | 6 | 70.8783 | 0 | 23.8837 | 0 | 46.9945 | 0
2042 | 11 | 19 | 7 | 75.3424 | 0 | 25.388 | 0 | 49.9544 | 0
2042 | 11 | 19 | 8 | 84.0005 | 4.0005 | 28.3055 | 0 | 55.695 | 0
2042 | 11 | 19 | 9 | 91.6285 | 11.6285 | 30.8759 | 0 | 60.7526 | 0
2042 | 11 | 19 | 10 | 90.4389 | 10.4389 | 30.4751 | 0 | 59.9639 | 0
2042 | 11 | 19 | 11 | 84.0392 | 4.0392 | 28.3186 | 0 | 55.7207 | 0
2042 | 11 | 19 | 12 | 79.8474 | 0 | 26.9061 | 0 | 52.9413 | 0
2042 | 11 | 19 | 13 | 77.6342 | 0 | 26.1603 | 0 | 51.4739 | 0
2042 | 11 | 19 | 14 | 75.6584 | 0 | 25.4945 | 0 | 50.1639 | 0
2042 | 11 | 19 | 15 | 78.7815 | 0 | 26.5469 | 0 | 52.2346 | 0
2042 | 11 | 19 | 16 | 81.4581 | 1.4581 | 27.4488 | 0 | 54.0093 | 0
2042 | 11 | 19 | 17 | 88.5435 | 8.5435 | 29.8364 | 0 | 58.7071 | 0
2042 | 11 | 19 | 18 | 101.4381 | 21.4381 | 34.1815 | 0 | 67.2567 | 0
2042 | 11 | 19 | 19 | 103.5279 | 23.5279 | 34.8857 | 0 | 68.6423 | 0
2042 | 11 | 19 | 20 | 100.3289 | 20.3289 | 33.8077 | 0 | 66.5212 | 0
2042 | 11 | 19 | 21 | 95.415 | 15.415 | 32.1519 | 0 | 63.2632 | 0
2042 | 11 | 19 | 22 | 91.0892 | 11.0892 | 30.6942 | 0 | 60.395 | 0
2042 | 11 | 19 | 23 | 85.5419 | 5.5419 | 28.8249 | 0 | 56.7169 | 0
2042 | 11 | 19 | 24 | 79.5706 | 0 | 26.8128 | 0 | 52.7578 | 0
2042 | 11 | 20 | 1 | 76.9515 | 0 | 25.9302 | 0 | 51.0213 | 0
2042 | 11 | 20 | 2 | 71.5896 | 0 | 24.1235 | 0 | 47.4662 | 0
2042 | 11 | 20 | 3 | 70.056 | 0 | 23.6067 | 0 | 46.4493 | 0
2042 | 11 | 20 | 4 | 70.3264 | 0 | 23.6978 | 0 | 46.6286 | 0
2042 | 11 | 20 | 5 | 70.3828 | 0 | 23.7168 | 0 | 46.666 | 0
2042 | 11 | 20 | 6 | 72.6583 | 0 | 24.4836 | 0 | 48.1747 | 0
2042 | 11 | 20 | 7 | 79.4062 | 0 | 26.7574 | 0 | 52.6488 | 0
2042 | 11 | 20 | 8 | 88.6382 | 8.6382 | 29.8683 | 0 | 58.7699 | 0
2042 | 11 | 20 | 9 | 96.3698 | 16.3698 | 32.4736 | 0 | 63.8962 | 0
2042 | 11 | 20 | 10 | 93.7142 | 13.7142 | 31.5787 | 0 | 62.1354 | 0
2042 | 11 | 20 | 11 | 84.9043 | 4.9043 | 28.6101 | 0 | 56.2942 | 0
2042 | 11 | 20 | 12 | 78.6211 | 0 | 26.4928 | 0 | 52.1283 | 0
2042 | 11 | 20 | 13 | 78.7286 | 0 | 26.5291 | 0 | 52.1995 | 0
2042 | 11 | 20 | 14 | 77.0395 | 0 | 25.9599 | 0 | 51.0796 | 0
2042 | 11 | 20 | 15 | 80.0813 | 0.081288 | 26.9849 | 0 | 53.0964 | 0
2042 | 11 | 20 | 16 | 81.9109 | 1.9109 | 27.6014 | 0 | 54.3095 | 0
2042 | 11 | 20 | 17 | 87.2675 | 7.2675 | 29.4064 | 0 | 57.8611 | 0
2042 | 11 | 20 | 18 | 97.9781 | 17.9781 | 33.0155 | 0 | 64.9626 | 0
2042 | 11 | 20 | 19 | 107.2845 | 27.2845 | 36.1515 | 0 | 71.133 | 0
2042 | 11 | 20 | 20 | 104.0241 | 24.0241 | 35.0529 | 0 | 68.9713 | 0
2042 | 11 | 20 | 21 | 98.9401 | 18.9401 | 33.3397 | 0 | 65.6004 | 0
2042 | 11 | 20 | 22 | 94.4265 | 14.4265 | 31.8188 | 0 | 62.6077 | 0
2042 | 11 | 20 | 23 | 88.7287 | 8.7287 | 29.8988 | 0 | 58.8299 | 0
2042 | 11 | 20 | 24 | 82.6813 | 2.6813 | 27.861 | 0 | 54.8203 | 0
2042 | 11 | 21 | 1 | 80.0774 | 0.077366 | 26.9836 | 0 | 53.0938 | 0
2042 | 11 | 21 | 2 | 72.9471 | 0 | 24.5809 | 0 | 48.3662 | 0
2042 | 11 | 21 | 3 | 71.1145 | 0 | 23.9634 | 0 | 47.1512 | 0
2042 | 11 | 21 | 4 | 71.2106 | 0 | 23.9957 | 0 | 47.2148 | 0
2042 | 11 | 21 | 5 | 71.1753 | 0 | 23.9838 | 0 | 47.1914 | 0
2042 | 11 | 21 | 6 | 73.4976 | 0 | 24.7664 | 0 | 48.7312 | 0
2042 | 11 | 21 | 7 | 70.829 | 0 | 23.8672 | 0 | 46.9619 | 0
2042 | 11 | 21 | 8 | 79.4201 | 0 | 26.7621 | 0 | 52.658 | 0
2042 | 11 | 21 | 9 | 87.8717 | 7.8717 | 29.61 | 0 | 58.2617 | 0
2042 | 11 | 21 | 10 | 86.8897 | 6.8897 | 29.2791 | 0 | 57.6106 | 0
2042 | 11 | 21 | 11 | 79.5532 | 0 | 26.8069 | 0 | 52.7463 | 0
2042 | 11 | 21 | 12 | 73.7561 | 0 | 24.8535 | 0 | 48.9026 | 0
2042 | 11 | 21 | 13 | 79.0768 | 0 | 26.6464 | 0 | 52.4304 | 0
2042 | 11 | 21 | 14 | 76.8469 | 0 | 25.895 | 0 | 50.9519 | 0
2042 | 11 | 21 | 15 | 80.5609 | 0.56092 | 27.1465 | 0 | 53.4144 | 0
2042 | 11 | 21 | 16 | 82.9657 | 2.9657 | 27.9568 | 0 | 55.0089 | 0
2042 | 11 | 21 | 17 | 88.8351 | 8.8351 | 29.9346 | 0 | 58.9005 | 0
2042 | 11 | 21 | 18 | 100.0766 | 20.0766 | 33.7227 | 0 | 66.354 | 0
2042 | 11 | 21 | 19 | 111.7006 | 31.7006 | 37.6396 | 0 | 74.061 | 0
2042 | 11 | 21 | 20 | 108.3068 | 28.3068 | 36.496 | 0 | 71.8108 | 0
2042 | 11 | 21 | 21 | 102.9243 | 22.9243 | 34.6822 | 0 | 68.242 | 0
2042 | 11 | 21 | 22 | 99.2209 | 19.2209 | 33.4343 | 0 | 65.7866 | 0
2042 | 11 | 21 | 23 | 94.435 | 14.435 | 31.8216 | 0 | 62.6133 | 0
2042 | 11 | 21 | 24 | 88.5826 | 8.5826 | 29.8495 | 0 | 58.733 | 0
2042 | 11 | 22 | 1 | 81.6656 | 1.6656 | 27.5188 | 0 | 54.1469 | 0
2042 | 11 | 22 | 2 | 77.4679 | 0 | 26.1042 | 0 | 51.3636 | 0
2042 | 11 | 22 | 3 | 74.5789 | 0 | 25.1308 | 0 | 49.4482 | 0
2042 | 11 | 22 | 4 | 72.9687 | 0 | 24.5881 | 0 | 48.3805 | 0
2042 | 11 | 22 | 5 | 71.8821 | 0 | 24.222 | 0 | 47.6601 | 0
2042 | 11 | 22 | 6 | 73.0073 | 0 | 24.6012 | 0 | 48.4061 | 0
2042 | 11 | 22 | 7 | 61.9101 | 0 | 20.8618 | 0 | 41.0483 | 0
2042 | 11 | 22 | 8 | 65.6173 | 0 | 22.111 | 0 | 43.5063 | 0
2042 | 11 | 22 | 9 | 71.3177 | 0 | 24.0318 | 0 | 47.2859 | 0
2042 | 11 | 22 | 10 | 72.4127 | 0 | 24.4008 | 0 | 48.0119 | 0
2042 | 11 | 22 | 11 | 69.5433 | 0 | 23.4339 | 0 | 46.1094 | 0
2042 | 11 | 22 | 12 | 67.5027 | 0 | 22.7463 | 0 | 44.7564 | 0
2042 | 11 | 22 | 13 | 48.9381 | 0 | 16.4906 | 0 | 32.4475 | 0
2042 | 11 | 22 | 14 | 45.8953 | 0 | 15.4653 | 0 | 30.43 | 0
2042 | 11 | 22 | 15 | 49.1427 | 0 | 16.5595 | 0 | 32.5832 | 0
2042 | 11 | 22 | 16 | 52.7208 | 0 | 17.7653 | 0 | 34.9556 | 0
2042 | 11 | 22 | 17 | 62.202 | 0 | 20.9601 | 0 | 41.2419 | 0
2042 | 11 | 22 | 18 | 76.9768 | 0 | 25.9388 | 0 | 51.0381 | 0
2042 | 11 | 22 | 19 | 101.4891 | 21.4891 | 34.1986 | 0 | 67.2905 | 0
2042 | 11 | 22 | 20 | 96.583 | 16.583 | 32.5454 | 0 | 64.0375 | 0
2042 | 11 | 22 | 21 | 89.3984 | 9.3984 | 30.1245 | 0 | 59.274 | 0
2042 | 11 | 22 | 22 | 84.3545 | 4.3545 | 28.4248 | 0 | 55.9297 | 0
2042 | 11 | 22 | 23 | 80.1057 | 0.10566 | 26.9931 | 0 | 53.1126 | 0
2042 | 11 | 22 | 24 | 75.595 | 0 | 25.4731 | 0 | 50.1219 | 0
2042 | 11 | 23 | 1 | 71.5906 | 0 | 24.1238 | 0 | 47.4668 | 0
2042 | 11 | 23 | 2 | 77.7246 | 0 | 26.1907 | 0 | 51.5338 | 0
2042 | 11 | 23 | 3 | 75.8385 | 0 | 25.5552 | 0 | 50.2833 | 0
2042 | 11 | 23 | 4 | 75.2036 | 0 | 25.3413 | 0 | 49.8624 | 0
2042 | 11 | 23 | 5 | 74.0749 | 0 | 24.9609 | 0 | 49.114 | 0
2042 | 11 | 23 | 6 | 75.2152 | 0 | 25.3452 | 0 | 49.8701 | 0
2042 | 11 | 23 | 7 | 76.6173 | 0 | 25.8176 | 0 | 50.7997 | 0
2042 | 11 | 23 | 8 | 80.79 | 0.78995 | 27.2237 | 0 | 53.5663 | 0
2042 | 11 | 23 | 9 | 85.6621 | 5.6621 | 28.8654 | 0 | 56.7966 | 0
2042 | 11 | 23 | 10 | 85.4408 | 5.4408 | 28.7909 | 0 | 56.6499 | 0
2042 | 11 | 23 | 11 | 79.5111 | 0 | 26.7927 | 0 | 52.7184 | 0
2042 | 11 | 23 | 12 | 74.9582 | 0 | 25.2586 | 0 | 49.6996 | 0
2042 | 11 | 23 | 13 | 72.0585 | 0 | 24.2814 | 0 | 47.777 | 0
2042 | 11 | 23 | 14 | 69.1857 | 0 | 23.3134 | 0 | 45.8723 | 0
2042 | 11 | 23 | 15 | 70.6897 | 0 | 23.8202 | 0 | 46.8695 | 0
2042 | 11 | 23 | 16 | 74.4187 | 0 | 25.0768 | 0 | 49.342 | 0
2042 | 11 | 23 | 17 | 83.0731 | 3.0731 | 27.993 | 0 | 55.08 | 0
2042 | 11 | 23 | 18 | 94.7703 | 14.7703 | 31.9346 | 0 | 62.8357 | 0
2042 | 11 | 23 | 19 | 103.6619 | 23.6619 | 34.9308 | 0 | 68.7311 | 0
2042 | 11 | 23 | 20 | 98.9533 | 18.9533 | 33.3441 | 0 | 65.6091 | 0
2042 | 11 | 23 | 21 | 93.0335 | 13.0335 | 31.3494 | 0 | 61.6841 | 0
2042 | 11 | 23 | 22 | 88.5128 | 8.5128 | 29.826 | 0 | 58.6868 | 0
2042 | 11 | 23 | 23 | 83.4367 | 3.4367 | 28.1155 | 0 | 55.3211 | 0
2042 | 11 | 23 | 24 | 78.8517 | 0 | 26.5705 | 0 | 52.2812 | 0
2042 | 11 | 24 | 1 | 78.169 | 0 | 26.3405 | 0 | 51.8285 | 0
2042 | 11 | 24 | 2 | 78.8681 | 0 | 26.5761 | 0 | 52.2921 | 0
2042 | 11 | 24 | 3 | 77.4253 | 0 | 26.0899 | 0 | 51.3354 | 0
2042 | 11 | 24 | 4 | 77.1697 | 0 | 26.0037 | 0 | 51.1659 | 0
2042 | 11 | 24 | 5 | 76.6684 | 0 | 25.8348 | 0 | 50.8335 | 0
2042 | 11 | 24 | 6 | 78.4988 | 0 | 26.4516 | 0 | 52.0471 | 0
2042 | 11 | 24 | 7 | 82.4877 | 2.4877 | 27.7958 | 0 | 54.692 | 0
2042 | 11 | 24 | 8 | 91.0053 | 11.0053 | 30.6659 | 0 | 60.3394 | 0
2042 | 11 | 24 | 9 | 97.4807 | 17.4807 | 32.8479 | 0 | 64.6327 | 0
2042 | 11 | 24 | 10 | 94.2757 | 14.2757 | 31.7679 | 0 | 62.5078 | 0
2042 | 11 | 24 | 11 | 85.1891 | 5.1891 | 28.7061 | 0 | 56.4831 | 0
2042 | 11 | 24 | 12 | 78.7171 | 0 | 26.5252 | 0 | 52.1919 | 0
2042 | 11 | 24 | 13 | 67.3863 | 0 | 22.7071 | 0 | 44.6792 | 0
2042 | 11 | 24 | 14 | 65.2373 | 0 | 21.9829 | 0 | 43.2544 | 0
2042 | 11 | 24 | 15 | 68.7994 | 0 | 23.1832 | 0 | 45.6162 | 0
2042 | 11 | 24 | 16 | 74.6611 | 0 | 25.1585 | 0 | 49.5027 | 0
2042 | 11 | 24 | 17 | 83.8732 | 3.8732 | 28.2626 | 0 | 55.6105 | 0
2042 | 11 | 24 | 18 | 99.1385 | 19.1385 | 33.4066 | 0 | 65.7319 | 0
2042 | 11 | 24 | 19 | 109.869 | 29.869 | 37.0224 | 0 | 72.8466 | 0
2042 | 11 | 24 | 20 | 108.1945 | 28.1945 | 36.4582 | 0 | 71.7364 | 0
2042 | 11 | 24 | 21 | 103.7119 | 23.7119 | 34.9477 | 0 | 68.7643 | 0
2042 | 11 | 24 | 22 | 99.6768 | 19.6768 | 33.588 | 0 | 66.0889 | 0
2042 | 11 | 24 | 23 | 94.1709 | 14.1709 | 31.7326 | 0 | 62.4383 | 0
2042 | 11 | 24 | 24 | 87.8951 | 7.8951 | 29.6179 | 0 | 58.2772 | 0
2042 | 11 | 25 | 1 | 75.9421 | 0 | 25.5901 | 0 | 50.352 | 0
2042 | 11 | 25 | 2 | 76.5338 | 0 | 25.7895 | 0 | 50.7443 | 0
2042 | 11 | 25 | 3 | 74.9958 | 0 | 25.2712 | 0 | 49.7245 | 0
2042 | 11 | 25 | 4 | 74.6291 | 0 | 25.1477 | 0 | 49.4814 | 0
2042 | 11 | 25 | 5 | 74.0964 | 0 | 24.9682 | 0 | 49.1283 | 0
2042 | 11 | 25 | 6 | 75.7913 | 0 | 25.5393 | 0 | 50.252 | 0
2042 | 11 | 25 | 7 | 77.8738 | 0 | 26.241 | 0 | 51.6328 | 0
2042 | 11 | 25 | 8 | 85.9592 | 5.9592 | 28.9656 | 0 | 56.9937 | 0
2042 | 11 | 25 | 9 | 93.3945 | 13.3945 | 31.471 | 0 | 61.9235 | 0
2042 | 11 | 25 | 10 | 93.2108 | 13.2108 | 31.4091 | 0 | 61.8017 | 0
2042 | 11 | 25 | 11 | 88.3989 | 8.3989 | 29.7877 | 0 | 58.6113 | 0
2042 | 11 | 25 | 12 | 85.593 | 5.593 | 28.8422 | 0 | 56.7508 | 0
2042 | 11 | 25 | 13 | 71.8474 | 0 | 24.2103 | 0 | 47.6371 | 0
2042 | 11 | 25 | 14 | 69.6291 | 0 | 23.4628 | 0 | 46.1663 | 0
2042 | 11 | 25 | 15 | 73.8503 | 0 | 24.8852 | 0 | 48.9651 | 0
2042 | 11 | 25 | 16 | 78.7329 | 0 | 26.5305 | 0 | 52.2024 | 0
2042 | 11 | 25 | 17 | 86.7172 | 6.7172 | 29.221 | 0 | 57.4962 | 0
2042 | 11 | 25 | 18 | 99.6645 | 19.6645 | 33.5838 | 0 | 66.0807 | 0
2042 | 11 | 25 | 19 | 107.8145 | 27.8145 | 36.3301 | 0 | 71.4844 | 0
2042 | 11 | 25 | 20 | 104.3031 | 24.3031 | 35.1469 | 0 | 69.1562 | 0
2042 | 11 | 25 | 21 | 98.9136 | 18.9136 | 33.3308 | 0 | 65.5829 | 0
2042 | 11 | 25 | 22 | 94.6516 | 14.6516 | 31.8946 | 0 | 62.757 | 0
2042 | 11 | 25 | 23 | 88.6758 | 8.6758 | 29.881 | 0 | 58.7949 | 0
2042 | 11 | 25 | 24 | 82.0576 | 2.0576 | 27.6508 | 0 | 54.4068 | 0
2042 | 11 | 26 | 1 | 74.3699 | 0 | 25.0603 | 0 | 49.3096 | 0
2042 | 11 | 26 | 2 | 64.5836 | 0 | 21.7627 | 0 | 42.821 | 0
2042 | 11 | 26 | 3 | 62.3833 | 0 | 21.0212 | 0 | 41.3621 | 0
2042 | 11 | 26 | 4 | 61.739 | 0 | 20.8041 | 0 | 40.9349 | 0
2042 | 11 | 26 | 5 | 61.667 | 0 | 20.7798 | 0 | 40.8872 | 0
2042 | 11 | 26 | 6 | 63.5819 | 0 | 21.4251 | 0 | 42.1568 | 0
2042 | 11 | 26 | 7 | 69.6208 | 0 | 23.46 | 0 | 46.1608 | 0
2042 | 11 | 26 | 8 | 77.9788 | 0 | 26.2764 | 0 | 51.7024 | 0
2042 | 11 | 26 | 9 | 86.0304 | 6.0304 | 28.9895 | 0 | 57.0409 | 0
2042 | 11 | 26 | 10 | 87.0811 | 7.0811 | 29.3436 | 0 | 57.7375 | 0
2042 | 11 | 26 | 11 | 83.3258 | 3.3258 | 28.0782 | 0 | 55.2477 | 0
2042 | 11 | 26 | 12 | 80.7849 | 0.78492 | 27.222 | 0 | 53.5629 | 0
2042 | 11 | 26 | 13 | 81.0451 | 1.0451 | 27.3097 | 0 | 53.7355 | 0
2042 | 11 | 26 | 14 | 79.9089 | 0 | 26.9268 | 0 | 52.9821 | 0
2042 | 11 | 26 | 15 | 83.1586 | 3.1586 | 28.0219 | 0 | 55.1368 | 0
2042 | 11 | 26 | 16 | 85.729 | 5.729 | 28.888 | 0 | 56.841 | 0
2042 | 11 | 26 | 17 | 90.5074 | 10.5074 | 30.4982 | 0 | 60.0093 | 0
2042 | 11 | 26 | 18 | 99.6755 | 19.6755 | 33.5875 | 0 | 66.088 | 0
2042 | 11 | 26 | 19 | 107.1018 | 27.1018 | 36.0899 | 0 | 71.0119 | 0
2042 | 11 | 26 | 20 | 103.156 | 23.156 | 34.7603 | 0 | 68.3957 | 0
2042 | 11 | 26 | 21 | 97.8183 | 17.8183 | 32.9617 | 0 | 64.8566 | 0
2042 | 11 | 26 | 22 | 93.7025 | 13.7025 | 31.5748 | 0 | 62.1277 | 0
2042 | 11 | 26 | 23 | 87.8049 | 7.8049 | 29.5875 | 0 | 58.2174 | 0
2042 | 11 | 26 | 24 | 81.1882 | 1.1882 | 27.3579 | 0 | 53.8303 | 0
2042 | 11 | 27 | 1 | 70.3331 | 0 | 23.7 | 0 | 46.633 | 0
2042 | 11 | 27 | 2 | 68.671 | 0 | 23.14 | 0 | 45.531 | 0
2042 | 11 | 27 | 3 | 67.1302 | 0 | 22.6208 | 0 | 44.5094 | 0
2042 | 11 | 27 | 4 | 67.0501 | 0 | 22.5938 | 0 | 44.4563 | 0
2042 | 11 | 27 | 5 | 66.8885 | 0 | 22.5393 | 0 | 44.3492 | 0
2042 | 11 | 27 | 6 | 68.9929 | 0 | 23.2484 | 0 | 45.7444 | 0
2042 | 11 | 27 | 7 | 65.9636 | 0 | 22.2277 | 0 | 43.736 | 0
2042 | 11 | 27 | 8 | 74.7156 | 0 | 25.1768 | 0 | 49.5388 | 0
2042 | 11 | 27 | 9 | 81.4853 | 1.4853 | 27.458 | 0 | 54.0273 | 0
2042 | 11 | 27 | 10 | 77.6574 | 0 | 26.1681 | 0 | 51.4893 | 0
2042 | 11 | 27 | 11 | 68.3272 | 0 | 23.0241 | 0 | 45.3031 | 0
2042 | 11 | 27 | 12 | 61.7516 | 0 | 20.8084 | 0 | 40.9433 | 0
2042 | 11 | 27 | 13 | 47.6335 | 0 | 16.051 | 0 | 31.5825 | 0
2042 | 11 | 27 | 14 | 44.716 | 0 | 15.0679 | 0 | 29.6481 | 0
2042 | 11 | 27 | 15 | 48.3662 | 0 | 16.2979 | 0 | 32.0683 | 0
2042 | 11 | 27 | 16 | 53.7032 | 0 | 18.0963 | 0 | 35.6069 | 0
2042 | 11 | 27 | 17 | 63.4429 | 0 | 21.3783 | 0 | 42.0646 | 0
2042 | 11 | 27 | 18 | 80.4502 | 0.45016 | 27.1092 | 0 | 53.341 | 0
2042 | 11 | 27 | 19 | 93.774 | 13.774 | 31.5989 | 0 | 62.1751 | 0
2042 | 11 | 27 | 20 | 92.0237 | 12.0237 | 31.0091 | 0 | 61.0146 | 0
2042 | 11 | 27 | 21 | 87.8318 | 7.8318 | 29.5966 | 0 | 58.2353 | 0
2042 | 11 | 27 | 22 | 84.0427 | 4.0427 | 28.3197 | 0 | 55.7229 | 0
2042 | 11 | 27 | 23 | 78.5034 | 0 | 26.4532 | 0 | 52.0502 | 0
2042 | 11 | 27 | 24 | 72.8854 | 0 | 24.5601 | 0 | 48.3253 | 0
2042 | 11 | 28 | 1 | 70.3747 | 0 | 23.714 | 0 | 46.6606 | 0
2042 | 11 | 28 | 2 | 68.7292 | 0 | 23.1596 | 0 | 45.5696 | 0
2042 | 11 | 28 | 3 | 66.9396 | 0 | 22.5565 | 0 | 44.3831 | 0
2042 | 11 | 28 | 4 | 66.6636 | 0 | 22.4635 | 0 | 44.2 | 0
2042 | 11 | 28 | 5 | 66.4177 | 0 | 22.3807 | 0 | 44.037 | 0
2042 | 11 | 28 | 6 | 68.4792 | 0 | 23.0753 | 0 | 45.4038 | 0
2042 | 11 | 28 | 7 | 75.3753 | 0 | 25.3991 | 0 | 49.9762 | 0
2042 | 11 | 28 | 8 | 83.7963 | 3.7963 | 28.2367 | 0 | 55.5596 | 0
2042 | 11 | 28 | 9 | 92.9906 | 12.9906 | 31.3349 | 0 | 61.6557 | 0
2042 | 11 | 28 | 10 | 95.1014 | 15.1014 | 32.0462 | 0 | 63.0552 | 0
2042 | 11 | 28 | 11 | 90.9375 | 10.9375 | 30.6431 | 0 | 60.2944 | 0
2042 | 11 | 28 | 12 | 85.9758 | 5.9758 | 28.9711 | 0 | 57.0046 | 0
2042 | 11 | 28 | 13 | 82.6214 | 2.6214 | 27.8408 | 0 | 54.7806 | 0
2042 | 11 | 28 | 14 | 81.4682 | 1.4682 | 27.4522 | 0 | 54.016 | 0
2042 | 11 | 28 | 15 | 85.2568 | 5.2568 | 28.7289 | 0 | 56.5279 | 0
2042 | 11 | 28 | 16 | 88.4784 | 8.4784 | 29.8144 | 0 | 58.6639 | 0
2042 | 11 | 28 | 17 | 92.489 | 12.489 | 31.1659 | 0 | 61.3231 | 0
2042 | 11 | 28 | 18 | 100.6308 | 20.6308 | 33.9094 | 0 | 66.7214 | 0
2042 | 11 | 28 | 19 | 104.3236 | 24.3236 | 35.1538 | 0 | 69.1698 | 0
2042 | 11 | 28 | 20 | 100.0936 | 20.0936 | 33.7284 | 0 | 66.3652 | 0
2042 | 11 | 28 | 21 | 94.3199 | 14.3199 | 31.7828 | 0 | 62.5371 | 0
2042 | 11 | 28 | 22 | 90.91 | 10.91 | 30.6338 | 0 | 60.2762 | 0
2042 | 11 | 28 | 23 | 85.9743 | 5.9743 | 28.9707 | 0 | 57.0037 | 0
2042 | 11 | 28 | 24 | 79.9974 | 0 | 26.9566 | 0 | 53.0408 | 0
2042 | 11 | 29 | 1 | 70.7914 | 0 | 23.8545 | 0 | 46.9369 | 0
2042 | 11 | 29 | 2 | 71.6011 | 0 | 24.1273 | 0 | 47.4738 | 0
2042 | 11 | 29 | 3 | 69.5017 | 0 | 23.4199 | 0 | 46.0818 | 0
2042 | 11 | 29 | 4 | 68.9066 | 0 | 23.2194 | 0 | 45.6872 | 0
2042 | 11 | 29 | 5 | 68.0391 | 0 | 22.927 | 0 | 45.1121 | 0
2042 | 11 | 29 | 6 | 69.4266 | 0 | 23.3946 | 0 | 46.032 | 0
2042 | 11 | 29 | 7 | 68.2363 | 0 | 22.9935 | 0 | 45.2428 | 0
2042 | 11 | 29 | 8 | 73.6391 | 0 | 24.8141 | 0 | 48.825 | 0
2042 | 11 | 29 | 9 | 82.0705 | 2.0705 | 27.6552 | 0 | 54.4153 | 0
2042 | 11 | 29 | 10 | 85.814 | 5.814 | 28.9166 | 0 | 56.8974 | 0
2042 | 11 | 29 | 11 | 82.7926 | 2.7926 | 27.8985 | 0 | 54.8941 | 0
2042 | 11 | 29 | 12 | 78.3758 | 0 | 26.4102 | 0 | 51.9656 | 0
2042 | 11 | 29 | 13 | 88.4769 | 8.4769 | 29.8139 | 0 | 58.663 | 0
2042 | 11 | 29 | 14 | 85.7199 | 5.7199 | 28.8849 | 0 | 56.835 | 0
2042 | 11 | 29 | 15 | 88.3396 | 8.3396 | 29.7677 | 0 | 58.5719 | 0
2042 | 11 | 29 | 16 | 92.0981 | 12.0981 | 31.0342 | 0 | 61.0639 | 0
2042 | 11 | 29 | 17 | 97.2971 | 17.2971 | 32.7861 | 0 | 64.5111 | 0
2042 | 11 | 29 | 18 | 106.5082 | 26.5082 | 35.8899 | 0 | 70.6183 | 0
2042 | 11 | 29 | 19 | 113.8809 | 33.8809 | 38.3743 | 0 | 75.5066 | 0
2042 | 11 | 29 | 20 | 109.7184 | 29.7184 | 36.9717 | 0 | 72.7468 | 0
2042 | 11 | 29 | 21 | 103.3725 | 23.3725 | 34.8333 | 0 | 68.5392 | 0
2042 | 11 | 29 | 22 | 98.8798 | 18.8798 | 33.3194 | 0 | 65.5604 | 0
2042 | 11 | 29 | 23 | 93.9604 | 13.9604 | 31.6617 | 0 | 62.2987 | 0
2042 | 11 | 29 | 24 | 88.5312 | 8.5312 | 29.8322 | 0 | 58.699 | 0
2042 | 11 | 30 | 1 | 74.7548 | 0 | 25.19 | 0 | 49.5648 | 0
2042 | 11 | 30 | 2 | 75.9278 | 0 | 25.5853 | 0 | 50.3425 | 0
2042 | 11 | 30 | 3 | 73.6976 | 0 | 24.8338 | 0 | 48.8638 | 0
2042 | 11 | 30 | 4 | 72.3635 | 0 | 24.3842 | 0 | 47.9793 | 0
2042 | 11 | 30 | 5 | 70.4998 | 0 | 23.7562 | 0 | 46.7436 | 0
2042 | 11 | 30 | 6 | 71.2155 | 0 | 23.9974 | 0 | 47.2181 | 0
2042 | 11 | 30 | 7 | 71.225 | 0 | 24.0006 | 0 | 47.2244 | 0
2042 | 11 | 30 | 8 | 75.3983 | 0 | 25.4069 | 0 | 49.9914 | 0
2042 | 11 | 30 | 9 | 83.6522 | 3.6522 | 28.1881 | 0 | 55.464 | 0
2042 | 11 | 30 | 10 | 87.975 | 7.975 | 29.6448 | 0 | 58.3302 | 0
2042 | 11 | 30 | 11 | 85.0013 | 5.0013 | 28.6428 | 0 | 56.3585 | 0
2042 | 11 | 30 | 12 | 81.5069 | 1.5069 | 27.4653 | 0 | 54.0416 | 0
2042 | 11 | 30 | 13 | 75.2837 | 0 | 25.3682 | 0 | 49.9155 | 0
2042 | 11 | 30 | 14 | 74.0449 | 0 | 24.9508 | 0 | 49.0941 | 0
2042 | 11 | 30 | 15 | 77.6378 | 0 | 26.1615 | 0 | 51.4763 | 0
2042 | 11 | 30 | 16 | 81.6977 | 1.6977 | 27.5295 | 0 | 54.1681 | 0
2042 | 11 | 30 | 17 | 87.4792 | 7.4792 | 29.4777 | 0 | 58.0014 | 0
2042 | 11 | 30 | 18 | 97.6018 | 17.6018 | 32.8887 | 0 | 64.7131 | 0
2042 | 11 | 30 | 19 | 96.9395 | 16.9395 | 32.6656 | 0 | 64.2739 | 0
2042 | 11 | 30 | 20 | 91.8684 | 11.8684 | 30.9568 | 0 | 60.9117 | 0
2042 | 11 | 30 | 21 | 85.6293 | 5.6293 | 28.8544 | 0 | 56.7749 | 0
2042 | 11 | 30 | 22 | 81.7952 | 1.7952 | 27.5624 | 0 | 54.2328 | 0
2042 | 11 | 30 | 23 | 76.8019 | 0 | 25.8798 | 0 | 50.9221 | 0
2042 | 11 | 30 | 24 | 71.9478 | 0 | 24.2441 | 0 | 47.7036 | 0
2042 | 12 | 1 | 1 | 72.5606 | 0 | 24.4507 | 0 | 48.11 | 0
2042 | 12 | 1 | 2 | 51.0378 | 0 | 17.1981 | 0 | 33.8397 | 0
2042 | 12 | 1 | 3 | 48.3507 | 0 | 16.2927 | 0 | 32.058 | 0
2042 | 12 | 1 | 4 | 48.4765 | 0 | 16.3351 | 0 | 32.1414 | 0
2042 | 12 | 1 | 5 | 49.0638 | 0 | 16.533 | 0 | 32.5308 | 0
2042 | 12 | 1 | 6 | 50.8654 | 0 | 17.14 | 0 | 33.7254 | 0
2042 | 12 | 1 | 7 | 53.9064 | 0 | 18.1647 | 0 | 35.7416 | 0
2042 | 12 | 1 | 8 | 63.2124 | 0 | 21.3006 | 0 | 41.9118 | 0
2042 | 12 | 1 | 9 | 72.6195 | 0 | 24.4705 | 0 | 48.149 | 0
2042 | 12 | 1 | 10 | 76.4658 | 0 | 25.7666 | 0 | 50.6992 | 0
2042 | 12 | 1 | 11 | 75.3164 | 0 | 25.3793 | 0 | 49.9371 | 0
2042 | 12 | 1 | 12 | 74.21 | 0 | 25.0064 | 0 | 49.2036 | 0
2042 | 12 | 1 | 13 | 75.4298 | 0 | 25.4175 | 0 | 50.0124 | 0
2042 | 12 | 1 | 14 | 76.5293 | 0 | 25.788 | 0 | 50.7413 | 0
2042 | 12 | 1 | 15 | 79.6739 | 0 | 26.8476 | 0 | 52.8263 | 0
2042 | 12 | 1 | 16 | 80.0575 | 0.05748 | 26.9769 | 0 | 53.0806 | 0
2042 | 12 | 1 | 17 | 84.696 | 4.696 | 28.5399 | 0 | 56.1561 | 0
2042 | 12 | 1 | 18 | 92.6854 | 12.6854 | 31.2321 | 0 | 61.4533 | 0
2042 | 12 | 1 | 19 | 94.029 | 14.029 | 31.6848 | 0 | 62.3442 | 0
2042 | 12 | 1 | 20 | 89.821 | 9.821 | 30.2669 | 0 | 59.5542 | 0
2042 | 12 | 1 | 21 | 84.2601 | 4.2601 | 28.393 | 0 | 55.8671 | 0
2042 | 12 | 1 | 22 | 80.3343 | 0.33431 | 27.0701 | 0 | 53.2642 | 0
2042 | 12 | 1 | 23 | 75.4043 | 0 | 25.4089 | 0 | 49.9954 | 0
2042 | 12 | 1 | 24 | 69.49 | 0 | 23.416 | 0 | 46.0741 | 0
2042 | 12 | 2 | 1 | 68.1818 | 0 | 22.9751 | 0 | 45.2066 | 0
2042 | 12 | 2 | 2 | 59.8533 | 0 | 20.1687 | 0 | 39.6846 | 0
2042 | 12 | 2 | 3 | 57.1011 | 0 | 19.2413 | 0 | 37.8598 | 0
2042 | 12 | 2 | 4 | 57.1512 | 0 | 19.2582 | 0 | 37.8931 | 0
2042 | 12 | 2 | 5 | 57.7581 | 0 | 19.4627 | 0 | 38.2954 | 0
2042 | 12 | 2 | 6 | 59.7551 | 0 | 20.1356 | 0 | 39.6195 | 0
2042 | 12 | 2 | 7 | 62.6751 | 0 | 21.1195 | 0 | 41.5556 | 0
2042 | 12 | 2 | 8 | 71.6879 | 0 | 24.1566 | 0 | 47.5313 | 0
2042 | 12 | 2 | 9 | 80.195 | 0.195 | 27.0232 | 0 | 53.1718 | 0
2042 | 12 | 2 | 10 | 81.4018 | 1.4018 | 27.4298 | 0 | 53.972 | 0
2042 | 12 | 2 | 11 | 76.7412 | 0 | 25.8594 | 0 | 50.8818 | 0
2042 | 12 | 2 | 12 | 73.0227 | 0 | 24.6064 | 0 | 48.4164 | 0
2042 | 12 | 2 | 13 | 78.9606 | 0 | 26.6072 | 0 | 52.3534 | 0
2042 | 12 | 2 | 14 | 78.0571 | 0 | 26.3028 | 0 | 51.7543 | 0
2042 | 12 | 2 | 15 | 81.7166 | 1.7166 | 27.5359 | 0 | 54.1807 | 0
2042 | 12 | 2 | 16 | 83.8433 | 3.8433 | 28.2525 | 0 | 55.5907 | 0
2042 | 12 | 2 | 17 | 89.7879 | 9.7879 | 30.2557 | 0 | 59.5322 | 0
2042 | 12 | 2 | 18 | 99.7837 | 19.7837 | 33.624 | 0 | 66.1597 | 0
2042 | 12 | 2 | 19 | 112.6866 | 32.6866 | 37.9718 | 0 | 74.7148 | 0
2042 | 12 | 2 | 20 | 109.7303 | 29.7303 | 36.9756 | 0 | 72.7546 | 0
2042 | 12 | 2 | 21 | 105.1251 | 25.1251 | 35.4238 | 0 | 69.7012 | 0
2042 | 12 | 2 | 22 | 101.2441 | 21.2441 | 34.1161 | 0 | 67.128 | 0
2042 | 12 | 2 | 23 | 95.8198 | 15.8198 | 32.2883 | 0 | 63.5315 | 0
2042 | 12 | 2 | 24 | 88.5999 | 8.5999 | 29.8554 | 0 | 58.7445 | 0
2042 | 12 | 3 | 1 | 73.6682 | 0 | 24.8239 | 0 | 48.8443 | 0
2042 | 12 | 3 | 2 | 69.6253 | 0 | 23.4615 | 0 | 46.1638 | 0
2042 | 12 | 3 | 3 | 66.1979 | 0 | 22.3066 | 0 | 43.8913 | 0
2042 | 12 | 3 | 4 | 65.5129 | 0 | 22.0758 | 0 | 43.4371 | 0
2042 | 12 | 3 | 5 | 65.8824 | 0 | 22.2003 | 0 | 43.6821 | 0
2042 | 12 | 3 | 6 | 67.0854 | 0 | 22.6057 | 0 | 44.4797 | 0
2042 | 12 | 3 | 7 | 71.3415 | 0 | 24.0399 | 0 | 47.3017 | 0
2042 | 12 | 3 | 8 | 79.8064 | 0 | 26.8923 | 0 | 52.9142 | 0
2042 | 12 | 3 | 9 | 87.7152 | 7.7152 | 29.5573 | 0 | 58.1579 | 0
2042 | 12 | 3 | 10 | 89.2299 | 9.2299 | 30.0677 | 0 | 59.1622 | 0
2042 | 12 | 3 | 11 | 85.9681 | 5.9681 | 28.9686 | 0 | 56.9996 | 0
2042 | 12 | 3 | 12 | 83.2707 | 3.2707 | 28.0596 | 0 | 55.2111 | 0
2042 | 12 | 3 | 13 | 74.835 | 0 | 25.217 | 0 | 49.618 | 0
2042 | 12 | 3 | 14 | 73.7141 | 0 | 24.8393 | 0 | 48.8748 | 0
2042 | 12 | 3 | 15 | 75.8279 | 0 | 25.5516 | 0 | 50.2763 | 0
2042 | 12 | 3 | 16 | 76.6833 | 0 | 25.8399 | 0 | 50.8434 | 0
2042 | 12 | 3 | 17 | 82.0083 | 2.0083 | 27.6342 | 0 | 54.3741 | 0
2042 | 12 | 3 | 18 | 92.2103 | 12.2103 | 31.072 | 0 | 61.1383 | 0
2042 | 12 | 3 | 19 | 93.6944 | 13.6944 | 31.5721 | 0 | 62.1223 | 0
2042 | 12 | 3 | 20 | 88.9571 | 8.9571 | 29.9758 | 0 | 58.9814 | 0
2042 | 12 | 3 | 21 | 83.5531 | 3.5531 | 28.1548 | 0 | 55.3984 | 0
2042 | 12 | 3 | 22 | 79.8664 | 0 | 26.9125 | 0 | 52.954 | 0
2042 | 12 | 3 | 23 | 74.8554 | 0 | 25.2239 | 0 | 49.6315 | 0
2042 | 12 | 3 | 24 | 68.6342 | 0 | 23.1276 | 0 | 45.5066 | 0
2042 | 12 | 4 | 1 | 69.1407 | 0 | 23.2982 | 0 | 45.8425 | 0
2042 | 12 | 4 | 2 | 55.4527 | 0 | 18.6858 | 0 | 36.7669 | 0
2042 | 12 | 4 | 3 | 52.1515 | 0 | 17.5734 | 0 | 34.5781 | 0
2042 | 12 | 4 | 4 | 51.8104 | 0 | 17.4585 | 0 | 34.352 | 0
2042 | 12 | 4 | 5 | 51.8997 | 0 | 17.4886 | 0 | 34.4111 | 0
2042 | 12 | 4 | 6 | 53.396 | 0 | 17.9928 | 0 | 35.4032 | 0
2042 | 12 | 4 | 7 | 53.27 | 0 | 17.9503 | 0 | 35.3197 | 0
2042 | 12 | 4 | 8 | 62.3213 | 0 | 21.0003 | 0 | 41.321 | 0
2042 | 12 | 4 | 9 | 71.3689 | 0 | 24.0491 | 0 | 47.3198 | 0
2042 | 12 | 4 | 10 | 74.2648 | 0 | 25.0249 | 0 | 49.2399 | 0
2042 | 12 | 4 | 11 | 72.3459 | 0 | 24.3783 | 0 | 47.9676 | 0
2042 | 12 | 4 | 12 | 71.5998 | 0 | 24.1269 | 0 | 47.4729 | 0
2042 | 12 | 4 | 13 | 71.8631 | 0 | 24.2156 | 0 | 47.6475 | 0
2042 | 12 | 4 | 14 | 71.6365 | 0 | 24.1392 | 0 | 47.4972 | 0
2042 | 12 | 4 | 15 | 73.9617 | 0 | 24.9228 | 0 | 49.0389 | 0
2042 | 12 | 4 | 16 | 75.2627 | 0 | 25.3612 | 0 | 49.9016 | 0
2042 | 12 | 4 | 17 | 80.2967 | 0.29675 | 27.0575 | 0 | 53.2393 | 0
2042 | 12 | 4 | 18 | 90.1888 | 10.1888 | 30.3908 | 0 | 59.798 | 0
2042 | 12 | 4 | 19 | 103.9716 | 23.9716 | 35.0351 | 0 | 68.9364 | 0
2042 | 12 | 4 | 20 | 100.0377 | 20.0377 | 33.7096 | 0 | 66.3282 | 0
2042 | 12 | 4 | 21 | 94.7055 | 14.7055 | 31.9128 | 0 | 62.7927 | 0
2042 | 12 | 4 | 22 | 90.7051 | 10.7051 | 30.5648 | 0 | 60.1403 | 0
2042 | 12 | 4 | 23 | 85.3551 | 5.3551 | 28.762 | 0 | 56.5931 | 0
2042 | 12 | 4 | 24 | 78.5364 | 0 | 26.4643 | 0 | 52.0721 | 0
2042 | 12 | 5 | 1 | 67.1557 | 0 | 22.6294 | 0 | 44.5264 | 0
2042 | 12 | 5 | 2 | 68.1066 | 0 | 22.9498 | 0 | 45.1568 | 0
2042 | 12 | 5 | 3 | 65.6363 | 0 | 22.1174 | 0 | 43.519 | 0
2042 | 12 | 5 | 4 | 65.8128 | 0 | 22.1769 | 0 | 43.636 | 0
2042 | 12 | 5 | 5 | 66.2072 | 0 | 22.3097 | 0 | 43.8974 | 0
2042 | 12 | 5 | 6 | 68.1927 | 0 | 22.9788 | 0 | 45.2139 | 0
2042 | 12 | 5 | 7 | 74.2214 | 0 | 25.0103 | 0 | 49.2111 | 0
2042 | 12 | 5 | 8 | 83.3 | 3.3 | 28.0695 | 0 | 55.2305 | 0
2042 | 12 | 5 | 9 | 91.5183 | 11.5183 | 30.8388 | 0 | 60.6795 | 0
2042 | 12 | 5 | 10 | 91.6812 | 11.6812 | 30.8937 | 0 | 60.7875 | 0
2042 | 12 | 5 | 11 | 84.407 | 4.407 | 28.4425 | 0 | 55.9645 | 0
2042 | 12 | 5 | 12 | 77.8202 | 0 | 26.223 | 0 | 51.5973 | 0
2042 | 12 | 5 | 13 | 58.6741 | 0 | 19.7713 | 0 | 38.9028 | 0
2042 | 12 | 5 | 14 | 57.0233 | 0 | 19.2151 | 0 | 37.8082 | 0
2042 | 12 | 5 | 15 | 60.9025 | 0 | 20.5222 | 0 | 40.3803 | 0
2042 | 12 | 5 | 16 | 64.5183 | 0 | 21.7406 | 0 | 42.7777 | 0
2042 | 12 | 5 | 17 | 72.8117 | 0 | 24.5352 | 0 | 48.2764 | 0
2042 | 12 | 5 | 18 | 87.4693 | 7.4693 | 29.4744 | 0 | 57.9949 | 0
2042 | 12 | 5 | 19 | 94.6823 | 14.6823 | 31.9049 | 0 | 62.7773 | 0
2042 | 12 | 5 | 20 | 91.8906 | 11.8906 | 30.9642 | 0 | 60.9263 | 0
2042 | 12 | 5 | 21 | 87.5308 | 7.5308 | 29.4951 | 0 | 58.0357 | 0
2042 | 12 | 5 | 22 | 84.7331 | 4.7331 | 28.5524 | 0 | 56.1807 | 0
2042 | 12 | 5 | 23 | 80.8375 | 0.83751 | 27.2397 | 0 | 53.5978 | 0
2042 | 12 | 5 | 24 | 75.3428 | 0 | 25.3882 | 0 | 49.9547 | 0
2042 | 12 | 6 | 1 | 77.1652 | 0 | 26.0022 | 0 | 51.1629 | 0
2042 | 12 | 6 | 2 | 62.9547 | 0 | 21.2138 | 0 | 41.7409 | 0
2042 | 12 | 6 | 3 | 59.1441 | 0 | 19.9297 | 0 | 39.2144 | 0
2042 | 12 | 6 | 4 | 57.7997 | 0 | 19.4767 | 0 | 38.323 | 0
2042 | 12 | 6 | 5 | 57.4698 | 0 | 19.3655 | 0 | 38.1043 | 0
2042 | 12 | 6 | 6 | 58.666 | 0 | 19.7686 | 0 | 38.8974 | 0
2042 | 12 | 6 | 7 | 58.8675 | 0 | 19.8365 | 0 | 39.031 | 0
2042 | 12 | 6 | 8 | 63.4638 | 0 | 21.3853 | 0 | 42.0785 | 0
2042 | 12 | 6 | 9 | 70.4034 | 0 | 23.7237 | 0 | 46.6797 | 0
2042 | 12 | 6 | 10 | 71.6656 | 0 | 24.1491 | 0 | 47.5165 | 0
2042 | 12 | 6 | 11 | 66.4766 | 0 | 22.4005 | 0 | 44.0761 | 0
2042 | 12 | 6 | 12 | 60.853 | 0 | 20.5055 | 0 | 40.3474 | 0
2042 | 12 | 6 | 13 | 71.2698 | 0 | 24.0157 | 0 | 47.2541 | 0
2042 | 12 | 6 | 14 | 70.393 | 0 | 23.7202 | 0 | 46.6728 | 0
2042 | 12 | 6 | 15 | 73.4761 | 0 | 24.7591 | 0 | 48.717 | 0
2042 | 12 | 6 | 16 | 76.0907 | 0 | 25.6402 | 0 | 50.4506 | 0
2042 | 12 | 6 | 17 | 81.5255 | 1.5255 | 27.4715 | 0 | 54.0539 | 0
2042 | 12 | 6 | 18 | 91.8726 | 11.8726 | 30.9582 | 0 | 60.9144 | 0
2042 | 12 | 6 | 19 | 101.4284 | 21.4284 | 34.1782 | 0 | 67.2502 | 0
2042 | 12 | 6 | 20 | 96.5663 | 16.5663 | 32.5398 | 0 | 64.0265 | 0
2042 | 12 | 6 | 21 | 89.9492 | 9.9492 | 30.3101 | 0 | 59.6391 | 0
2042 | 12 | 6 | 22 | 85.8234 | 5.8234 | 28.9198 | 0 | 56.9036 | 0
2042 | 12 | 6 | 23 | 82.0001 | 2.0001 | 27.6315 | 0 | 54.3687 | 0
2042 | 12 | 6 | 24 | 76.6162 | 0 | 25.8172 | 0 | 50.7989 | 0
2042 | 12 | 7 | 1 | 63.7976 | 0 | 21.4978 | 0 | 42.2998 | 0
2042 | 12 | 7 | 2 | 65.8087 | 0 | 22.1755 | 0 | 43.6332 | 0
2042 | 12 | 7 | 3 | 62.5271 | 0 | 21.0697 | 0 | 41.4575 | 0
2042 | 12 | 7 | 4 | 61.6726 | 0 | 20.7817 | 0 | 40.8909 | 0
2042 | 12 | 7 | 5 | 60.8858 | 0 | 20.5166 | 0 | 40.3692 | 0
2042 | 12 | 7 | 6 | 61.5849 | 0 | 20.7522 | 0 | 40.8328 | 0
2042 | 12 | 7 | 7 | 64.6668 | 0 | 21.7907 | 0 | 42.8761 | 0
2042 | 12 | 7 | 8 | 69.0997 | 0 | 23.2844 | 0 | 45.8153 | 0
2042 | 12 | 7 | 9 | 76.7259 | 0 | 25.8542 | 0 | 50.8716 | 0
2042 | 12 | 7 | 10 | 81.7201 | 1.7201 | 27.5371 | 0 | 54.183 | 0
2042 | 12 | 7 | 11 | 79.8132 | 0 | 26.8945 | 0 | 52.9187 | 0
2042 | 12 | 7 | 12 | 77.7391 | 0 | 26.1956 | 0 | 51.5434 | 0
2042 | 12 | 7 | 13 | 82.6945 | 2.6945 | 27.8654 | 0 | 54.829 | 0
2042 | 12 | 7 | 14 | 81.1819 | 1.1819 | 27.3558 | 0 | 53.8262 | 0
2042 | 12 | 7 | 15 | 81.9443 | 1.9443 | 27.6126 | 0 | 54.3316 | 0
2042 | 12 | 7 | 16 | 84.0607 | 4.0607 | 28.3258 | 0 | 55.7349 | 0
2042 | 12 | 7 | 17 | 90.2066 | 10.2066 | 30.3968 | 0 | 59.8098 | 0
2042 | 12 | 7 | 18 | 99.5036 | 19.5036 | 33.5296 | 0 | 65.974 | 0
2042 | 12 | 7 | 19 | 105.8994 | 25.8994 | 35.6848 | 0 | 70.2147 | 0
2042 | 12 | 7 | 20 | 101.2105 | 21.2105 | 34.1048 | 0 | 67.1058 | 0
2042 | 12 | 7 | 21 | 95.0071 | 15.0071 | 32.0144 | 0 | 62.9927 | 0
2042 | 12 | 7 | 22 | 90.748 | 10.748 | 30.5792 | 0 | 60.1688 | 0
2042 | 12 | 7 | 23 | 86.2834 | 6.2834 | 29.0748 | 0 | 57.2086 | 0
2042 | 12 | 7 | 24 | 80.7391 | 0.73908 | 27.2065 | 0 | 53.5325 | 0
2042 | 12 | 8 | 1 | 67.3413 | 0 | 22.6919 | 0 | 44.6494 | 0
2042 | 12 | 8 | 2 | 75.6222 | 0 | 25.4823 | 0 | 50.1399 | 0
2042 | 12 | 8 | 3 | 72.9448 | 0 | 24.5801 | 0 | 48.3647 | 0
2042 | 12 | 8 | 4 | 72.3226 | 0 | 24.3704 | 0 | 47.9522 | 0
2042 | 12 | 8 | 5 | 71.9107 | 0 | 24.2317 | 0 | 47.6791 | 0
2042 | 12 | 8 | 6 | 72.853 | 0 | 24.5492 | 0 | 48.3039 | 0
2042 | 12 | 8 | 7 | 74.3673 | 0 | 25.0595 | 0 | 49.3079 | 0
2042 | 12 | 8 | 8 | 83.2169 | 3.2169 | 28.0415 | 0 | 55.1754 | 0
2042 | 12 | 8 | 9 | 91.6213 | 11.6213 | 30.8735 | 0 | 60.7478 | 0
2042 | 12 | 8 | 10 | 94.3659 | 14.3659 | 31.7983 | 0 | 62.5675 | 0
2042 | 12 | 8 | 11 | 91.3838 | 11.3838 | 30.7935 | 0 | 60.5903 | 0
2042 | 12 | 8 | 12 | 88.4105 | 8.4105 | 29.7916 | 0 | 58.619 | 0
2042 | 12 | 8 | 13 | 85.7893 | 5.7893 | 28.9083 | 0 | 56.881 | 0
2042 | 12 | 8 | 14 | 86.3207 | 6.3207 | 29.0874 | 0 | 57.2334 | 0
2042 | 12 | 8 | 15 | 88.9223 | 8.9223 | 29.964 | 0 | 58.9583 | 0
2042 | 12 | 8 | 16 | 91.9695 | 11.9695 | 30.9908 | 0 | 60.9787 | 0
2042 | 12 | 8 | 17 | 96.3967 | 16.3967 | 32.4826 | 0 | 63.914 | 0
2042 | 12 | 8 | 18 | 104.4972 | 24.4972 | 35.2123 | 0 | 69.2849 | 0
2042 | 12 | 8 | 19 | 107.0671 | 27.0671 | 36.0783 | 0 | 70.9889 | 0
2042 | 12 | 8 | 20 | 103.123 | 23.123 | 34.7492 | 0 | 68.3738 | 0
2042 | 12 | 8 | 21 | 97.5934 | 17.5934 | 32.8859 | 0 | 64.7075 | 0
2042 | 12 | 8 | 22 | 93.6677 | 13.6677 | 31.5631 | 0 | 62.1047 | 0
2042 | 12 | 8 | 23 | 88.4973 | 8.4973 | 29.8208 | 0 | 58.6765 | 0
2042 | 12 | 8 | 24 | 81.619 | 1.619 | 27.5031 | 0 | 54.116 | 0
2042 | 12 | 9 | 1 | 72.1804 | 0 | 24.3225 | 0 | 47.8579 | 0
2042 | 12 | 9 | 2 | 69.8039 | 0 | 23.5217 | 0 | 46.2822 | 0
2042 | 12 | 9 | 3 | 67.3086 | 0 | 22.6809 | 0 | 44.6277 | 0
2042 | 12 | 9 | 4 | 67.0569 | 0 | 22.5961 | 0 | 44.4608 | 0
2042 | 12 | 9 | 5 | 67.2436 | 0 | 22.659 | 0 | 44.5846 | 0
2042 | 12 | 9 | 6 | 68.8343 | 0 | 23.195 | 0 | 45.6393 | 0
2042 | 12 | 9 | 7 | 72.1648 | 0 | 24.3173 | 0 | 47.8475 | 0
2042 | 12 | 9 | 8 | 80.9457 | 0.94573 | 27.2762 | 0 | 53.6696 | 0
2042 | 12 | 9 | 9 | 89.3927 | 9.3927 | 30.1225 | 0 | 59.2702 | 0
2042 | 12 | 9 | 10 | 91.58 | 11.58 | 30.8596 | 0 | 60.7204 | 0
2042 | 12 | 9 | 11 | 88.0098 | 8.0098 | 29.6565 | 0 | 58.3532 | 0
2042 | 12 | 9 | 12 | 84.6248 | 4.6248 | 28.5159 | 0 | 56.1089 | 0
2042 | 12 | 9 | 13 | 67.701 | 0 | 22.8131 | 0 | 44.8879 | 0
2042 | 12 | 9 | 14 | 65.8894 | 0 | 22.2027 | 0 | 43.6867 | 0
2042 | 12 | 9 | 15 | 69.7152 | 0 | 23.4918 | 0 | 46.2234 | 0
2042 | 12 | 9 | 16 | 74.2296 | 0 | 25.0131 | 0 | 49.2166 | 0
2042 | 12 | 9 | 17 | 83.0002 | 3.0002 | 27.9685 | 0 | 55.0318 | 0
2042 | 12 | 9 | 18 | 97.5774 | 17.5774 | 32.8805 | 0 | 64.6969 | 0
2042 | 12 | 9 | 19 | 105.3245 | 25.3245 | 35.491 | 0 | 69.8334 | 0
2042 | 12 | 9 | 20 | 103.6043 | 23.6043 | 34.9114 | 0 | 68.6929 | 0
2042 | 12 | 9 | 21 | 99.5717 | 19.5717 | 33.5525 | 0 | 66.0192 | 0
2042 | 12 | 9 | 22 | 96.0189 | 16.0189 | 32.3554 | 0 | 63.6635 | 0
2042 | 12 | 9 | 23 | 90.704 | 10.704 | 30.5644 | 0 | 60.1396 | 0
2042 | 12 | 9 | 24 | 83.8898 | 3.8898 | 28.2682 | 0 | 55.6216 | 0
2042 | 12 | 10 | 1 | 74.6596 | 0 | 25.158 | 0 | 49.5017 | 0
2042 | 12 | 10 | 2 | 73.4921 | 0 | 24.7645 | 0 | 48.7276 | 0
2042 | 12 | 10 | 3 | 70.6626 | 0 | 23.8111 | 0 | 46.8515 | 0
2042 | 12 | 10 | 4 | 70.2607 | 0 | 23.6756 | 0 | 46.585 | 0
2042 | 12 | 10 | 5 | 70.7342 | 0 | 23.8352 | 0 | 46.899 | 0
2042 | 12 | 10 | 6 | 72.2343 | 0 | 24.3407 | 0 | 47.8936 | 0
2042 | 12 | 10 | 7 | 74.904 | 0 | 25.2403 | 0 | 49.6637 | 0
2042 | 12 | 10 | 8 | 83.7707 | 3.7707 | 28.2281 | 0 | 55.5426 | 0
2042 | 12 | 10 | 9 | 92.2819 | 12.2819 | 31.0961 | 0 | 61.1858 | 0
2042 | 12 | 10 | 10 | 94.741 | 14.741 | 31.9247 | 0 | 62.8163 | 0
2042 | 12 | 10 | 11 | 91.6154 | 11.6154 | 30.8715 | 0 | 60.7439 | 0
2042 | 12 | 10 | 12 | 88.0852 | 8.0852 | 29.6819 | 0 | 58.4033 | 0
2042 | 12 | 10 | 13 | 86.081 | 6.081 | 29.0066 | 0 | 57.0744 | 0
2042 | 12 | 10 | 14 | 85.0573 | 5.0573 | 28.6616 | 0 | 56.3957 | 0
2042 | 12 | 10 | 15 | 87.5448 | 7.5448 | 29.4998 | 0 | 58.0449 | 0
2042 | 12 | 10 | 16 | 88.8423 | 8.8423 | 29.937 | 0 | 58.9052 | 0
2042 | 12 | 10 | 17 | 92.8713 | 12.8713 | 31.2947 | 0 | 61.5766 | 0
2042 | 12 | 10 | 18 | 101.5297 | 21.5297 | 34.2123 | 0 | 67.3174 | 0
2042 | 12 | 10 | 19 | 100.0305 | 20.0305 | 33.7071 | 0 | 66.3233 | 0
2042 | 12 | 10 | 20 | 97.2597 | 17.2597 | 32.7735 | 0 | 64.4862 | 0
2042 | 12 | 10 | 21 | 92.9357 | 12.9357 | 31.3164 | 0 | 61.6193 | 0
2042 | 12 | 10 | 22 | 89.5406 | 9.5406 | 30.1724 | 0 | 59.3682 | 0
2042 | 12 | 10 | 23 | 84.3896 | 4.3896 | 28.4366 | 0 | 55.953 | 0
2042 | 12 | 10 | 24 | 78.0615 | 0 | 26.3043 | 0 | 51.7573 | 0
2042 | 12 | 11 | 1 | 76.3978 | 0 | 25.7437 | 0 | 50.6542 | 0
2042 | 12 | 11 | 2 | 68.851 | 0 | 23.2006 | 0 | 45.6504 | 0
2042 | 12 | 11 | 3 | 65.9115 | 0 | 22.2101 | 0 | 43.7014 | 0
2042 | 12 | 11 | 4 | 65.7279 | 0 | 22.1482 | 0 | 43.5796 | 0
2042 | 12 | 11 | 5 | 65.8338 | 0 | 22.1839 | 0 | 43.6499 | 0
2042 | 12 | 11 | 6 | 67.43 | 0 | 22.7218 | 0 | 44.7082 | 0
2042 | 12 | 11 | 7 | 69.1919 | 0 | 23.3155 | 0 | 45.8764 | 0
2042 | 12 | 11 | 8 | 78.277 | 0 | 26.3769 | 0 | 51.9001 | 0
2042 | 12 | 11 | 9 | 87.2165 | 7.2165 | 29.3892 | 0 | 57.8273 | 0
2042 | 12 | 11 | 10 | 89.4602 | 9.4602 | 30.1453 | 0 | 59.3149 | 0
2042 | 12 | 11 | 11 | 86.3246 | 6.3246 | 29.0887 | 0 | 57.236 | 0
2042 | 12 | 11 | 12 | 83.4085 | 3.4085 | 28.1061 | 0 | 55.3025 | 0
2042 | 12 | 11 | 13 | 82.799 | 2.799 | 27.9006 | 0 | 54.8983 | 0
2042 | 12 | 11 | 14 | 81.2992 | 1.2992 | 27.3953 | 0 | 53.9039 | 0
2042 | 12 | 11 | 15 | 83.3948 | 3.3948 | 28.1014 | 0 | 55.2934 | 0
2042 | 12 | 11 | 16 | 85.105 | 5.105 | 28.6777 | 0 | 56.4273 | 0
2042 | 12 | 11 | 17 | 89.5856 | 9.5856 | 30.1875 | 0 | 59.3981 | 0
2042 | 12 | 11 | 18 | 99.4467 | 19.4467 | 33.5104 | 0 | 65.9363 | 0
2042 | 12 | 11 | 19 | 108.2487 | 28.2487 | 36.4764 | 0 | 71.7723 | 0
2042 | 12 | 11 | 20 | 104.8388 | 24.8388 | 35.3274 | 0 | 69.5114 | 0
2042 | 12 | 11 | 21 | 99.7223 | 19.7223 | 33.6033 | 0 | 66.119 | 0
2042 | 12 | 11 | 22 | 95.8982 | 15.8982 | 32.3147 | 0 | 63.5836 | 0
2042 | 12 | 11 | 23 | 90.4235 | 10.4235 | 30.4699 | 0 | 59.9536 | 0
2042 | 12 | 11 | 24 | 83.7203 | 3.7203 | 28.2111 | 0 | 55.5092 | 0
2042 | 12 | 12 | 1 | 76.4826 | 0 | 25.7722 | 0 | 50.7104 | 0
2042 | 12 | 12 | 2 | 79.1078 | 0 | 26.6568 | 0 | 52.451 | 0
2042 | 12 | 12 | 3 | 76.044 | 0 | 25.6244 | 0 | 50.4195 | 0
2042 | 12 | 12 | 4 | 75.5297 | 0 | 25.4511 | 0 | 50.0786 | 0
2042 | 12 | 12 | 5 | 75.2916 | 0 | 25.3709 | 0 | 49.9207 | 0
2042 | 12 | 12 | 6 | 76.6271 | 0 | 25.8209 | 0 | 50.8062 | 0
2042 | 12 | 12 | 7 | 77.2835 | 0 | 26.0421 | 0 | 51.2414 | 0
2042 | 12 | 12 | 8 | 85.6729 | 5.6729 | 28.8691 | 0 | 56.8038 | 0
2042 | 12 | 12 | 9 | 95.2166 | 15.2166 | 32.085 | 0 | 63.1316 | 0
2042 | 12 | 12 | 10 | 98.9817 | 18.9817 | 33.3537 | 0 | 65.628 | 0
2042 | 12 | 12 | 11 | 96.5277 | 16.5277 | 32.5268 | 0 | 64.0009 | 0
2042 | 12 | 12 | 12 | 92.9562 | 12.9562 | 31.3233 | 0 | 61.6329 | 0
2042 | 12 | 12 | 13 | 88.7768 | 8.7768 | 29.915 | 0 | 58.8618 | 0
2042 | 12 | 12 | 14 | 87.4742 | 7.4742 | 29.4761 | 0 | 57.9981 | 0
2042 | 12 | 12 | 15 | 89.8968 | 9.8968 | 30.2924 | 0 | 59.6044 | 0
2042 | 12 | 12 | 16 | 91.4524 | 11.4524 | 30.8166 | 0 | 60.6358 | 0
2042 | 12 | 12 | 17 | 95.0699 | 15.0699 | 32.0356 | 0 | 63.0344 | 0
2042 | 12 | 12 | 18 | 103.4593 | 23.4593 | 34.8625 | 0 | 68.5968 | 0
2042 | 12 | 12 | 19 | 111.5742 | 31.5742 | 37.597 | 0 | 73.9772 | 0
2042 | 12 | 12 | 20 | 107.5303 | 27.5303 | 36.2343 | 0 | 71.296 | 0
2042 | 12 | 12 | 21 | 101.748 | 21.748 | 34.2859 | 0 | 67.4621 | 0
2042 | 12 | 12 | 22 | 98.5264 | 18.5264 | 33.2003 | 0 | 65.3261 | 0
2042 | 12 | 12 | 23 | 94.0355 | 14.0355 | 31.687 | 0 | 62.3485 | 0
2042 | 12 | 12 | 24 | 87.5081 | 7.5081 | 29.4875 | 0 | 58.0206 | 0
2042 | 12 | 13 | 1 | 77.6006 | 0 | 26.149 | 0 | 51.4516 | 0
2042 | 12 | 13 | 2 | 79.2343 | 0 | 26.6995 | 0 | 52.5348 | 0
2042 | 12 | 13 | 3 | 75.9341 | 0 | 25.5874 | 0 | 50.3467 | 0
2042 | 12 | 13 | 4 | 74.9912 | 0 | 25.2697 | 0 | 49.7215 | 0
2042 | 12 | 13 | 5 | 74.6144 | 0 | 25.1427 | 0 | 49.4717 | 0
2042 | 12 | 13 | 6 | 75.5174 | 0 | 25.447 | 0 | 50.0704 | 0
2042 | 12 | 13 | 7 | 73.2429 | 0 | 24.6806 | 0 | 48.5623 | 0
2042 | 12 | 13 | 8 | 78.0367 | 0 | 26.2959 | 0 | 51.7408 | 0
2042 | 12 | 13 | 9 | 85.8312 | 5.8312 | 28.9224 | 0 | 56.9088 | 0
2042 | 12 | 13 | 10 | 92.8822 | 12.8822 | 31.2984 | 0 | 61.5838 | 0
2042 | 12 | 13 | 11 | 94.8959 | 14.8959 | 31.9769 | 0 | 62.919 | 0
2042 | 12 | 13 | 12 | 93.9177 | 13.9177 | 31.6473 | 0 | 62.2704 | 0
2042 | 12 | 13 | 13 | 90.507 | 10.507 | 30.498 | 0 | 60.009 | 0
2042 | 12 | 13 | 14 | 88.5201 | 8.5201 | 29.8285 | 0 | 58.6916 | 0
2042 | 12 | 13 | 15 | 89.537 | 9.537 | 30.1711 | 0 | 59.3658 | 0
2042 | 12 | 13 | 16 | 91.5631 | 11.5631 | 30.8539 | 0 | 60.7092 | 0
2042 | 12 | 13 | 17 | 96.1807 | 16.1807 | 32.4099 | 0 | 63.7708 | 0
2042 | 12 | 13 | 18 | 103.9643 | 23.9643 | 35.0327 | 0 | 68.9316 | 0
2042 | 12 | 13 | 19 | 109.4128 | 29.4128 | 36.8687 | 0 | 72.5441 | 0
2042 | 12 | 13 | 20 | 105.4822 | 25.4822 | 35.5442 | 0 | 69.938 | 0
2042 | 12 | 13 | 21 | 99.0921 | 19.0921 | 33.3909 | 0 | 65.7012 | 0
2042 | 12 | 13 | 22 | 94.6773 | 14.6773 | 31.9033 | 0 | 62.774 | 0
2042 | 12 | 13 | 23 | 90.4145 | 10.4145 | 30.4668 | 0 | 59.9476 | 0
2042 | 12 | 13 | 24 | 85.1891 | 5.1891 | 28.706 | 0 | 56.483 | 0
2042 | 12 | 14 | 1 | 76.8343 | 0 | 25.8907 | 0 | 50.9436 | 0
2042 | 12 | 14 | 2 | 73.1891 | 0 | 24.6624 | 0 | 48.5267 | 0
2042 | 12 | 14 | 3 | 70.8142 | 0 | 23.8621 | 0 | 46.952 | 0
2042 | 12 | 14 | 4 | 70.6041 | 0 | 23.7914 | 0 | 46.8127 | 0
2042 | 12 | 14 | 5 | 70.6333 | 0 | 23.8012 | 0 | 46.8321 | 0
2042 | 12 | 14 | 6 | 72.0734 | 0 | 24.2865 | 0 | 47.787 | 0
2042 | 12 | 14 | 7 | 72.1423 | 0 | 24.3097 | 0 | 47.8326 | 0
2042 | 12 | 14 | 8 | 76.6603 | 0 | 25.8321 | 0 | 50.8282 | 0
2042 | 12 | 14 | 9 | 82.5879 | 2.5879 | 27.8295 | 0 | 54.7584 | 0
2042 | 12 | 14 | 10 | 84.6893 | 4.6893 | 28.5376 | 0 | 56.1517 | 0
2042 | 12 | 14 | 11 | 80.3173 | 0.31727 | 27.0644 | 0 | 53.2529 | 0
2042 | 12 | 14 | 12 | 74.6455 | 0 | 25.1532 | 0 | 49.4923 | 0
2042 | 12 | 14 | 13 | 68.0123 | 0 | 22.918 | 0 | 45.0943 | 0
2042 | 12 | 14 | 14 | 65.7694 | 0 | 22.1622 | 0 | 43.6072 | 0
2042 | 12 | 14 | 15 | 67.5802 | 0 | 22.7724 | 0 | 44.8078 | 0
2042 | 12 | 14 | 16 | 72.6052 | 0 | 24.4657 | 0 | 48.1395 | 0
2042 | 12 | 14 | 17 | 82.386 | 2.386 | 27.7615 | 0 | 54.6245 | 0
2042 | 12 | 14 | 18 | 97.7184 | 17.7184 | 32.928 | 0 | 64.7903 | 0
2042 | 12 | 14 | 19 | 109.1256 | 29.1256 | 36.7719 | 0 | 72.3537 | 0
2042 | 12 | 14 | 20 | 106.2807 | 26.2807 | 35.8133 | 0 | 70.4675 | 0
2042 | 12 | 14 | 21 | 101.2644 | 21.2644 | 34.1229 | 0 | 67.1414 | 0
2042 | 12 | 14 | 22 | 97.6893 | 17.6893 | 32.9182 | 0 | 64.7711 | 0
2042 | 12 | 14 | 23 | 92.7172 | 12.7172 | 31.2428 | 0 | 61.4744 | 0
2042 | 12 | 14 | 24 | 87.3472 | 7.3472 | 29.4333 | 0 | 57.914 | 0
2042 | 12 | 15 | 1 | 77.1183 | 0 | 25.9865 | 0 | 51.1319 | 0
2042 | 12 | 15 | 2 | 73.3291 | 0 | 24.7096 | 0 | 48.6195 | 0
2042 | 12 | 15 | 3 | 71.0304 | 0 | 23.935 | 0 | 47.0954 | 0
2042 | 12 | 15 | 4 | 71.091 | 0 | 23.9554 | 0 | 47.1356 | 0
2042 | 12 | 15 | 5 | 71.4532 | 0 | 24.0775 | 0 | 47.3757 | 0
2042 | 12 | 15 | 6 | 73.5982 | 0 | 24.8003 | 0 | 48.7979 | 0
2042 | 12 | 15 | 7 | 76.6198 | 0 | 25.8185 | 0 | 50.8013 | 0
2042 | 12 | 15 | 8 | 85.6426 | 5.6426 | 28.8589 | 0 | 56.7837 | 0
2042 | 12 | 15 | 9 | 95.601 | 15.601 | 32.2145 | 0 | 63.3865 | 0
2042 | 12 | 15 | 10 | 99.4349 | 19.4349 | 33.5065 | 0 | 65.9285 | 0
2042 | 12 | 15 | 11 | 96.7532 | 16.7532 | 32.6028 | 0 | 64.1504 | 0
2042 | 12 | 15 | 12 | 92.6626 | 12.6626 | 31.2244 | 0 | 61.4382 | 0
2042 | 12 | 15 | 13 | 89.2991 | 9.2991 | 30.091 | 0 | 59.2081 | 0
2042 | 12 | 15 | 14 | 88.1932 | 8.1932 | 29.7183 | 0 | 58.4749 | 0
2042 | 12 | 15 | 15 | 90.4353 | 10.4353 | 30.4739 | 0 | 59.9615 | 0
2042 | 12 | 15 | 16 | 92.2538 | 12.2538 | 31.0866 | 0 | 61.1672 | 0
2042 | 12 | 15 | 17 | 96.6869 | 16.6869 | 32.5804 | 0 | 64.1064 | 0
2042 | 12 | 15 | 18 | 105.9107 | 25.9107 | 35.6886 | 0 | 70.2221 | 0
2042 | 12 | 15 | 19 | 105.5086 | 25.5086 | 35.5531 | 0 | 69.9555 | 0
2042 | 12 | 15 | 20 | 102.6474 | 22.6474 | 34.5889 | 0 | 68.0585 | 0
2042 | 12 | 15 | 21 | 97.4233 | 17.4233 | 32.8286 | 0 | 64.5947 | 0
2042 | 12 | 15 | 22 | 93.643 | 13.643 | 31.5547 | 0 | 62.0882 | 0
2042 | 12 | 15 | 23 | 88.5994 | 8.5994 | 29.8552 | 0 | 58.7442 | 0
2042 | 12 | 15 | 24 | 82.5328 | 2.5328 | 27.811 | 0 | 54.7218 | 0
2042 | 12 | 16 | 1 | 78.2996 | 0 | 26.3845 | 0 | 51.9151 | 0
2042 | 12 | 16 | 2 | 68.7076 | 0 | 23.1523 | 0 | 45.5553 | 0
2042 | 12 | 16 | 3 | 65.1164 | 0 | 21.9422 | 0 | 43.1742 | 0
2042 | 12 | 16 | 4 | 64.1611 | 0 | 21.6203 | 0 | 42.5409 | 0
2042 | 12 | 16 | 5 | 64.0456 | 0 | 21.5814 | 0 | 42.4643 | 0
2042 | 12 | 16 | 6 | 65.642 | 0 | 22.1193 | 0 | 43.5227 | 0
2042 | 12 | 16 | 7 | 67.1231 | 0 | 22.6184 | 0 | 44.5047 | 0
2042 | 12 | 16 | 8 | 74.8737 | 0 | 25.2301 | 0 | 49.6436 | 0
2042 | 12 | 16 | 9 | 83.5868 | 3.5868 | 28.1661 | 0 | 55.4207 | 0
2042 | 12 | 16 | 10 | 86.3336 | 6.3336 | 29.0917 | 0 | 57.2419 | 0
2042 | 12 | 16 | 11 | 84.5073 | 4.5073 | 28.4763 | 0 | 56.031 | 0
2042 | 12 | 16 | 12 | 83.1119 | 3.1119 | 28.0061 | 0 | 55.1058 | 0
2042 | 12 | 16 | 13 | 89.7896 | 9.7896 | 30.2563 | 0 | 59.5333 | 0
2042 | 12 | 16 | 14 | 88.314 | 8.314 | 29.759 | 0 | 58.555 | 0
2042 | 12 | 16 | 15 | 90.5714 | 10.5714 | 30.5197 | 0 | 60.0517 | 0
2042 | 12 | 16 | 16 | 91.8985 | 11.8985 | 30.9669 | 0 | 60.9316 | 0
2042 | 12 | 16 | 17 | 95.2468 | 15.2468 | 32.0952 | 0 | 63.1516 | 0
2042 | 12 | 16 | 18 | 102.4394 | 22.4394 | 34.5189 | 0 | 67.9205 | 0
2042 | 12 | 16 | 19 | 108.9695 | 28.9695 | 36.7193 | 0 | 72.2502 | 0
2042 | 12 | 16 | 20 | 104.8335 | 24.8335 | 35.3256 | 0 | 69.5079 | 0
2042 | 12 | 16 | 21 | 98.8713 | 18.8713 | 33.3165 | 0 | 65.5547 | 0
2042 | 12 | 16 | 22 | 94.8213 | 14.8213 | 31.9518 | 0 | 62.8695 | 0
2042 | 12 | 16 | 23 | 89.37 | 9.37 | 30.1149 | 0 | 59.2551 | 0
2042 | 12 | 16 | 24 | 82.4421 | 2.4421 | 27.7804 | 0 | 54.6617 | 0
2042 | 12 | 17 | 1 | 70.9374 | 0 | 23.9037 | 0 | 47.0337 | 0
2042 | 12 | 17 | 2 | 72.9591 | 0 | 24.5849 | 0 | 48.3742 | 0
2042 | 12 | 17 | 3 | 69.9697 | 0 | 23.5776 | 0 | 46.3921 | 0
2042 | 12 | 17 | 4 | 69.1555 | 0 | 23.3032 | 0 | 45.8523 | 0
2042 | 12 | 17 | 5 | 69.2836 | 0 | 23.3464 | 0 | 45.9372 | 0
2042 | 12 | 17 | 6 | 70.8453 | 0 | 23.8726 | 0 | 46.9727 | 0
2042 | 12 | 17 | 7 | 77.044 | 0 | 25.9614 | 0 | 51.0826 | 0
2042 | 12 | 17 | 8 | 85.4489 | 5.4489 | 28.7936 | 0 | 56.6553 | 0
2042 | 12 | 17 | 9 | 94.3287 | 14.3287 | 31.7858 | 0 | 62.5429 | 0
2042 | 12 | 17 | 10 | 97.7036 | 17.7036 | 32.923 | 0 | 64.7805 | 0
2042 | 12 | 17 | 11 | 95.4476 | 15.4476 | 32.1628 | 0 | 63.2847 | 0
2042 | 12 | 17 | 12 | 93.2452 | 13.2452 | 31.4207 | 0 | 61.8245 | 0
2042 | 12 | 17 | 13 | 91.0442 | 11.0442 | 30.679 | 0 | 60.3652 | 0
2042 | 12 | 17 | 14 | 90.369 | 10.369 | 30.4515 | 0 | 59.9175 | 0
2042 | 12 | 17 | 15 | 92.2343 | 12.2343 | 31.08 | 0 | 61.1542 | 0
2042 | 12 | 17 | 16 | 94.3952 | 14.3952 | 31.8082 | 0 | 62.587 | 0
2042 | 12 | 17 | 17 | 98.307 | 18.307 | 33.1264 | 0 | 65.1806 | 0
2042 | 12 | 17 | 18 | 107.3219 | 27.3219 | 36.1641 | 0 | 71.1578 | 0
2042 | 12 | 17 | 19 | 107.3264 | 27.3264 | 36.1656 | 0 | 71.1608 | 0
2042 | 12 | 17 | 20 | 103.4741 | 23.4741 | 34.8675 | 0 | 68.6066 | 0
2042 | 12 | 17 | 21 | 97.9612 | 17.9612 | 33.0098 | 0 | 64.9513 | 0
2042 | 12 | 17 | 22 | 93.9501 | 13.9501 | 31.6582 | 0 | 62.2919 | 0
2042 | 12 | 17 | 23 | 88.6401 | 8.6401 | 29.8689 | 0 | 58.7712 | 0
2042 | 12 | 17 | 24 | 81.8631 | 1.8631 | 27.5853 | 0 | 54.2778 | 0
2042 | 12 | 18 | 1 | 73.914 | 0 | 24.9067 | 0 | 49.0073 | 0
2042 | 12 | 18 | 2 | 71.938 | 0 | 24.2409 | 0 | 47.6972 | 0
2042 | 12 | 18 | 3 | 69.0578 | 0 | 23.2703 | 0 | 45.7875 | 0
2042 | 12 | 18 | 4 | 68.6696 | 0 | 23.1395 | 0 | 45.5301 | 0
2042 | 12 | 18 | 5 | 68.9023 | 0 | 23.2179 | 0 | 45.6844 | 0
2042 | 12 | 18 | 6 | 70.8858 | 0 | 23.8863 | 0 | 46.9995 | 0
2042 | 12 | 18 | 7 | 75.3356 | 0 | 25.3857 | 0 | 49.9499 | 0
2042 | 12 | 18 | 8 | 84.2727 | 4.2727 | 28.3973 | 0 | 55.8755 | 0
2042 | 12 | 18 | 9 | 93.5729 | 13.5729 | 31.5311 | 0 | 62.0418 | 0
2042 | 12 | 18 | 10 | 96.9692 | 16.9692 | 32.6756 | 0 | 64.2936 | 0
2042 | 12 | 18 | 11 | 94.2511 | 14.2511 | 31.7597 | 0 | 62.4914 | 0
2042 | 12 | 18 | 12 | 91.4115 | 11.4115 | 30.8028 | 0 | 60.6087 | 0
2042 | 12 | 18 | 13 | 88.5303 | 8.5303 | 29.8319 | 0 | 58.6984 | 0
2042 | 12 | 18 | 14 | 87.1945 | 7.1945 | 29.3818 | 0 | 57.8127 | 0
2042 | 12 | 18 | 15 | 89.1086 | 9.1086 | 30.0268 | 0 | 59.0818 | 0
2042 | 12 | 18 | 16 | 92.2675 | 12.2675 | 31.0913 | 0 | 61.1763 | 0
2042 | 12 | 18 | 17 | 95.5159 | 15.5159 | 32.1858 | 0 | 63.33 | 0
2042 | 12 | 18 | 18 | 104.0798 | 24.0798 | 35.0716 | 0 | 69.0082 | 0
2042 | 12 | 18 | 19 | 110.1184 | 30.1184 | 37.1064 | 0 | 73.012 | 0
2042 | 12 | 18 | 20 | 107.4352 | 27.4352 | 36.2023 | 0 | 71.2329 | 0
2042 | 12 | 18 | 21 | 102.7251 | 22.7251 | 34.6151 | 0 | 68.11 | 0
2042 | 12 | 18 | 22 | 98.7887 | 18.7887 | 33.2887 | 0 | 65.5 | 0
2042 | 12 | 18 | 23 | 93.5318 | 13.5318 | 31.5173 | 0 | 62.0145 | 0
2042 | 12 | 18 | 24 | 86.8192 | 6.8192 | 29.2553 | 0 | 57.5639 | 0
2042 | 12 | 19 | 1 | 77.3272 | 0 | 26.0568 | 0 | 51.2704 | 0
2042 | 12 | 19 | 2 | 71.7757 | 0 | 24.1862 | 0 | 47.5896 | 0
2042 | 12 | 19 | 3 | 68.6688 | 0 | 23.1392 | 0 | 45.5296 | 0
2042 | 12 | 19 | 4 | 68.2161 | 0 | 22.9867 | 0 | 45.2294 | 0
2042 | 12 | 19 | 5 | 68.6606 | 0 | 23.1365 | 0 | 45.5242 | 0
2042 | 12 | 19 | 6 | 70.6701 | 0 | 23.8136 | 0 | 46.8565 | 0
2042 | 12 | 19 | 7 | 72.0077 | 0 | 24.2643 | 0 | 47.7433 | 0
2042 | 12 | 19 | 8 | 80.2202 | 0.22016 | 27.0317 | 0 | 53.1885 | 0
2042 | 12 | 19 | 9 | 89.4466 | 9.4466 | 30.1407 | 0 | 59.3059 | 0
2042 | 12 | 19 | 10 | 92.2226 | 12.2226 | 31.0761 | 0 | 61.1465 | 0
2042 | 12 | 19 | 11 | 88.8776 | 8.8776 | 29.949 | 0 | 58.9286 | 0
2042 | 12 | 19 | 12 | 84.2647 | 4.2647 | 28.3946 | 0 | 55.8702 | 0
2042 | 12 | 19 | 13 | 86.2876 | 6.2876 | 29.0762 | 0 | 57.2114 | 0
2042 | 12 | 19 | 14 | 84.8581 | 4.8581 | 28.5945 | 0 | 56.2636 | 0
2042 | 12 | 19 | 15 | 87.297 | 7.297 | 29.4163 | 0 | 57.8807 | 0
2042 | 12 | 19 | 16 | 88.8945 | 8.8945 | 29.9546 | 0 | 58.9398 | 0
2042 | 12 | 19 | 17 | 91.3011 | 11.3011 | 30.7656 | 0 | 60.5355 | 0
2042 | 12 | 19 | 18 | 98.3826 | 18.3826 | 33.1518 | 0 | 65.2308 | 0
2042 | 12 | 19 | 19 | 97.2623 | 17.2623 | 32.7743 | 0 | 64.488 | 0
2042 | 12 | 19 | 20 | 94.1999 | 14.1999 | 31.7424 | 0 | 62.4575 | 0
2042 | 12 | 19 | 21 | 89.0218 | 9.0218 | 29.9976 | 0 | 59.0243 | 0
2042 | 12 | 19 | 22 | 86.0326 | 6.0326 | 28.9903 | 0 | 57.0423 | 0
2042 | 12 | 19 | 23 | 81.9839 | 1.9839 | 27.626 | 0 | 54.3579 | 0
2042 | 12 | 19 | 24 | 76.5175 | 0 | 25.784 | 0 | 50.7335 | 0
2042 | 12 | 20 | 1 | 75.0603 | 0 | 25.293 | 0 | 49.7673 | 0
2042 | 12 | 20 | 2 | 66.6497 | 0 | 22.4589 | 0 | 44.1908 | 0
2042 | 12 | 20 | 3 | 63.0499 | 0 | 21.2458 | 0 | 41.804 | 0
2042 | 12 | 20 | 4 | 62.0239 | 0 | 20.9001 | 0 | 41.1238 | 0
2042 | 12 | 20 | 5 | 62.1215 | 0 | 20.933 | 0 | 41.1885 | 0
2042 | 12 | 20 | 6 | 63.5549 | 0 | 21.416 | 0 | 42.1389 | 0
2042 | 12 | 20 | 7 | 64.5166 | 0 | 21.7401 | 0 | 42.7765 | 0
2042 | 12 | 20 | 8 | 69.1731 | 0 | 23.3092 | 0 | 45.8639 | 0
2042 | 12 | 20 | 9 | 76.9489 | 0 | 25.9294 | 0 | 51.0195 | 0
2042 | 12 | 20 | 10 | 81.8603 | 1.8603 | 27.5844 | 0 | 54.276 | 0
2042 | 12 | 20 | 11 | 81.1477 | 1.1477 | 27.3442 | 0 | 53.8035 | 0
2042 | 12 | 20 | 12 | 77.9284 | 0 | 26.2594 | 0 | 51.669 | 0
2042 | 12 | 20 | 13 | 76.6828 | 0 | 25.8397 | 0 | 50.8431 | 0
2042 | 12 | 20 | 14 | 74.0403 | 0 | 24.9492 | 0 | 49.091 | 0
2042 | 12 | 20 | 15 | 75.3896 | 0 | 25.4039 | 0 | 49.9856 | 0
2042 | 12 | 20 | 16 | 78.1661 | 0 | 26.3395 | 0 | 51.8266 | 0
2042 | 12 | 20 | 17 | 83.727 | 3.727 | 28.2134 | 0 | 55.5136 | 0
2042 | 12 | 20 | 18 | 93.8995 | 13.8995 | 31.6412 | 0 | 62.2583 | 0
2042 | 12 | 20 | 19 | 105.7425 | 25.7425 | 35.6319 | 0 | 70.1106 | 0
2042 | 12 | 20 | 20 | 101.1713 | 21.1713 | 34.0916 | 0 | 67.0798 | 0
2042 | 12 | 20 | 21 | 94.0694 | 14.0694 | 31.6984 | 0 | 62.371 | 0
2042 | 12 | 20 | 22 | 89.4103 | 9.4103 | 30.1285 | 0 | 59.2819 | 0
2042 | 12 | 20 | 23 | 85.2796 | 5.2796 | 28.7365 | 0 | 56.543 | 0
2042 | 12 | 20 | 24 | 80.2435 | 0.24351 | 27.0395 | 0 | 53.204 | 0
2042 | 12 | 21 | 1 | 70.9225 | 0 | 23.8986 | 0 | 47.0238 | 0
2042 | 12 | 21 | 2 | 73.0604 | 0 | 24.619 | 0 | 48.4413 | 0
2042 | 12 | 21 | 3 | 70.0004 | 0 | 23.5879 | 0 | 46.4125 | 0
2042 | 12 | 21 | 4 | 69.0935 | 0 | 23.2823 | 0 | 45.8112 | 0
2042 | 12 | 21 | 5 | 68.8066 | 0 | 23.1857 | 0 | 45.621 | 0
2042 | 12 | 21 | 6 | 69.9197 | 0 | 23.5607 | 0 | 46.359 | 0
2042 | 12 | 21 | 7 | 73.3129 | 0 | 24.7041 | 0 | 48.6087 | 0
2042 | 12 | 21 | 8 | 77.3853 | 0 | 26.0764 | 0 | 51.3089 | 0
2042 | 12 | 21 | 9 | 84.7965 | 4.7965 | 28.5737 | 0 | 56.2227 | 0
2042 | 12 | 21 | 10 | 91.2051 | 11.2051 | 30.7333 | 0 | 60.4719 | 0
2042 | 12 | 21 | 11 | 92.0683 | 12.0683 | 31.0241 | 0 | 61.0442 | 0
2042 | 12 | 21 | 12 | 90.6973 | 10.6973 | 30.5621 | 0 | 60.1352 | 0
2042 | 12 | 21 | 13 | 88.6058 | 8.6058 | 29.8574 | 0 | 58.7484 | 0
2042 | 12 | 21 | 14 | 87.1094 | 7.1094 | 29.3531 | 0 | 57.7563 | 0
2042 | 12 | 21 | 15 | 88.1506 | 8.1506 | 29.704 | 0 | 58.4466 | 0
2042 | 12 | 21 | 16 | 91.73 | 11.73 | 30.9101 | 0 | 60.8199 | 0
2042 | 12 | 21 | 17 | 97.0392 | 17.0392 | 32.6992 | 0 | 64.3401 | 0
2042 | 12 | 21 | 18 | 106.3316 | 26.3316 | 35.8304 | 0 | 70.5012 | 0
2042 | 12 | 21 | 19 | 104.4616 | 24.4616 | 35.2003 | 0 | 69.2613 | 0
2042 | 12 | 21 | 20 | 101.3522 | 21.3522 | 34.1525 | 0 | 67.1997 | 0
2042 | 12 | 21 | 21 | 95.9388 | 15.9388 | 32.3284 | 0 | 63.6105 | 0
2042 | 12 | 21 | 22 | 92.0939 | 12.0939 | 31.0328 | 0 | 61.0612 | 0
2042 | 12 | 21 | 23 | 87.3839 | 7.3839 | 29.4456 | 0 | 57.9382 | 0
2042 | 12 | 21 | 24 | 82.3733 | 2.3733 | 27.7572 | 0 | 54.6161 | 0
2042 | 12 | 22 | 1 | 76.6036 | 0 | 25.813 | 0 | 50.7906 | 0
2042 | 12 | 22 | 2 | 69.3075 | 0 | 23.3545 | 0 | 45.9531 | 0
2042 | 12 | 22 | 3 | 66.666 | 0 | 22.4644 | 0 | 44.2017 | 0
2042 | 12 | 22 | 4 | 65.9225 | 0 | 22.2138 | 0 | 43.7087 | 0
2042 | 12 | 22 | 5 | 66.3314 | 0 | 22.3516 | 0 | 43.9798 | 0
2042 | 12 | 22 | 6 | 67.7336 | 0 | 22.8241 | 0 | 44.9095 | 0
2042 | 12 | 22 | 7 | 71.8277 | 0 | 24.2037 | 0 | 47.624 | 0
2042 | 12 | 22 | 8 | 78.4223 | 0 | 26.4259 | 0 | 51.9965 | 0
2042 | 12 | 22 | 9 | 85.2922 | 5.2922 | 28.7408 | 0 | 56.5514 | 0
2042 | 12 | 22 | 10 | 86.4047 | 6.4047 | 29.1157 | 0 | 57.289 | 0
2042 | 12 | 22 | 11 | 80.1715 | 0.17149 | 27.0153 | 0 | 53.1562 | 0
2042 | 12 | 22 | 12 | 74.2518 | 0 | 25.0205 | 0 | 49.2313 | 0
2042 | 12 | 22 | 13 | 67.1903 | 0 | 22.641 | 0 | 44.5493 | 0
2042 | 12 | 22 | 14 | 63.2289 | 0 | 21.3061 | 0 | 41.9227 | 0
2042 | 12 | 22 | 15 | 66.6444 | 0 | 22.4571 | 0 | 44.1873 | 0
2042 | 12 | 22 | 16 | 72.2811 | 0 | 24.3565 | 0 | 47.9247 | 0
2042 | 12 | 22 | 17 | 81.4827 | 1.4827 | 27.4571 | 0 | 54.0256 | 0
2042 | 12 | 22 | 18 | 97.4718 | 17.4718 | 32.8449 | 0 | 64.6268 | 0
2042 | 12 | 22 | 19 | 110.3868 | 30.3868 | 37.1969 | 0 | 73.1899 | 0
2042 | 12 | 22 | 20 | 107.3736 | 27.3736 | 36.1815 | 0 | 71.1921 | 0
2042 | 12 | 22 | 21 | 102.4148 | 22.4148 | 34.5106 | 0 | 67.9043 | 0
2042 | 12 | 22 | 22 | 98.7551 | 18.7551 | 33.2774 | 0 | 65.4777 | 0
2042 | 12 | 22 | 23 | 93.4101 | 13.4101 | 31.4763 | 0 | 61.9338 | 0
2042 | 12 | 22 | 24 | 87.8126 | 7.8126 | 29.5901 | 0 | 58.2225 | 0
2042 | 12 | 23 | 1 | 78.2983 | 0 | 26.3841 | 0 | 51.9142 | 0
2042 | 12 | 23 | 2 | 71.1182 | 0 | 23.9646 | 0 | 47.1536 | 0
2042 | 12 | 23 | 3 | 67.3713 | 0 | 22.702 | 0 | 44.6693 | 0
2042 | 12 | 23 | 4 | 65.7003 | 0 | 22.1389 | 0 | 43.5614 | 0
2042 | 12 | 23 | 5 | 65.748 | 0 | 22.155 | 0 | 43.593 | 0
2042 | 12 | 23 | 6 | 66.5889 | 0 | 22.4384 | 0 | 44.1505 | 0
2042 | 12 | 23 | 7 | 68.5519 | 0 | 23.0998 | 0 | 45.452 | 0
2042 | 12 | 23 | 8 | 73.8789 | 0 | 24.8949 | 0 | 48.984 | 0
2042 | 12 | 23 | 9 | 80.6795 | 0.67955 | 27.1865 | 0 | 53.4931 | 0
2042 | 12 | 23 | 10 | 83.5275 | 3.5275 | 28.1461 | 0 | 55.3814 | 0
2042 | 12 | 23 | 11 | 81.0544 | 1.0544 | 27.3128 | 0 | 53.7416 | 0
2042 | 12 | 23 | 12 | 79.0688 | 0 | 26.6437 | 0 | 52.4251 | 0
2042 | 12 | 23 | 13 | 76.0954 | 0 | 25.6417 | 0 | 50.4536 | 0
2042 | 12 | 23 | 14 | 72.5002 | 0 | 24.4303 | 0 | 48.0699 | 0
2042 | 12 | 23 | 15 | 75.7166 | 0 | 25.5141 | 0 | 50.2025 | 0
2042 | 12 | 23 | 16 | 78.6422 | 0 | 26.5 | 0 | 52.1423 | 0
2042 | 12 | 23 | 17 | 83.18 | 3.18 | 28.0291 | 0 | 55.151 | 0
2042 | 12 | 23 | 18 | 91.7959 | 11.7959 | 30.9323 | 0 | 60.8635 | 0
2042 | 12 | 23 | 19 | 100.1794 | 20.1794 | 33.7573 | 0 | 66.4221 | 0
2042 | 12 | 23 | 20 | 95.9537 | 15.9537 | 32.3334 | 0 | 63.6203 | 0
2042 | 12 | 23 | 21 | 90.4313 | 10.4313 | 30.4725 | 0 | 59.9588 | 0
2042 | 12 | 23 | 22 | 86.7183 | 6.7183 | 29.2214 | 0 | 57.497 | 0
2042 | 12 | 23 | 23 | 81.3236 | 1.3236 | 27.4035 | 0 | 53.9201 | 0
2042 | 12 | 23 | 24 | 75.7761 | 0 | 25.5342 | 0 | 50.2419 | 0
2042 | 12 | 24 | 1 | 71.3775 | 0 | 24.052 | 0 | 47.3255 | 0
2042 | 12 | 24 | 2 | 69.8505 | 0 | 23.5374 | 0 | 46.3131 | 0
2042 | 12 | 24 | 3 | 64.6835 | 0 | 21.7963 | 0 | 42.8872 | 0
2042 | 12 | 24 | 4 | 64.3219 | 0 | 21.6745 | 0 | 42.6474 | 0
2042 | 12 | 24 | 5 | 63.4726 | 0 | 21.3883 | 0 | 42.0843 | 0
2042 | 12 | 24 | 6 | 64.5992 | 0 | 21.7679 | 0 | 42.8313 | 0
2042 | 12 | 24 | 7 | 59.9819 | 0 | 20.212 | 0 | 39.7699 | 0
2042 | 12 | 24 | 8 | 65.7962 | 0 | 22.1713 | 0 | 43.625 | 0
2042 | 12 | 24 | 9 | 75.4773 | 0 | 25.4335 | 0 | 50.0438 | 0
2042 | 12 | 24 | 10 | 84.8269 | 4.8269 | 28.584 | 0 | 56.2429 | 0
2042 | 12 | 24 | 11 | 86.6095 | 6.6095 | 29.1847 | 0 | 57.4248 | 0
2042 | 12 | 24 | 12 | 88.2184 | 8.2184 | 29.7268 | 0 | 58.4916 | 0
2042 | 12 | 24 | 13 | 75.3275 | 0 | 25.383 | 0 | 49.9445 | 0
2042 | 12 | 24 | 14 | 74.5293 | 0 | 25.114 | 0 | 49.4153 | 0
2042 | 12 | 24 | 15 | 79.8519 | 0 | 26.9076 | 0 | 52.9443 | 0
2042 | 12 | 24 | 16 | 79.2798 | 0 | 26.7148 | 0 | 52.565 | 0
2042 | 12 | 24 | 17 | 82.0593 | 2.0593 | 27.6514 | 0 | 54.4079 | 0
2042 | 12 | 24 | 18 | 87.5552 | 7.5552 | 29.5034 | 0 | 58.0519 | 0
2042 | 12 | 24 | 19 | 84.9276 | 4.9276 | 28.6179 | 0 | 56.3096 | 0
2042 | 12 | 24 | 20 | 80.6759 | 0.67586 | 27.1852 | 0 | 53.4906 | 0
2042 | 12 | 24 | 21 | 75.2823 | 0 | 25.3678 | 0 | 49.9145 | 0
2042 | 12 | 24 | 22 | 71.3993 | 0 | 24.0593 | 0 | 47.34 | 0
2042 | 12 | 24 | 23 | 69.3574 | 0 | 23.3713 | 0 | 45.9862 | 0
2042 | 12 | 24 | 24 | 67.5197 | 0 | 22.752 | 0 | 44.7677 | 0
2042 | 12 | 25 | 1 | 87.0579 | 7.0579 | 29.3358 | 0 | 57.7221 | 0
2042 | 12 | 25 | 2 | 55.5501 | 0 | 18.7186 | 0 | 36.8314 | 0
2042 | 12 | 25 | 3 | 50.1261 | 0 | 16.8909 | 0 | 33.2352 | 0
2042 | 12 | 25 | 4 | 46.9948 | 0 | 15.8358 | 0 | 31.159 | 0
2042 | 12 | 25 | 5 | 47.1781 | 0 | 15.8975 | 0 | 31.2806 | 0
2042 | 12 | 25 | 6 | 47.7671 | 0 | 16.096 | 0 | 31.6711 | 0
2042 | 12 | 25 | 7 | 51.4379 | 0 | 17.3329 | 0 | 34.1049 | 0
2042 | 12 | 25 | 8 | 57.5455 | 0 | 19.391 | 0 | 38.1544 | 0
2042 | 12 | 25 | 9 | 64.1585 | 0 | 21.6194 | 0 | 42.5391 | 0
2042 | 12 | 25 | 10 | 71.971 | 0 | 24.252 | 0 | 47.719 | 0
2042 | 12 | 25 | 11 | 75.1314 | 0 | 25.3169 | 0 | 49.8145 | 0
2042 | 12 | 25 | 12 | 76.2114 | 0 | 25.6809 | 0 | 50.5306 | 0
2042 | 12 | 25 | 13 | 76.2645 | 0 | 25.6988 | 0 | 50.5658 | 0
2042 | 12 | 25 | 14 | 71.6326 | 0 | 24.1379 | 0 | 47.4946 | 0
2042 | 12 | 25 | 15 | 71.2877 | 0 | 24.0217 | 0 | 47.266 | 0
2042 | 12 | 25 | 16 | 70.544 | 0 | 23.7711 | 0 | 46.7729 | 0
2042 | 12 | 25 | 17 | 75.4266 | 0 | 25.4164 | 0 | 50.0102 | 0
2042 | 12 | 25 | 18 | 83.1867 | 3.1867 | 28.0313 | 0 | 55.1554 | 0
2042 | 12 | 25 | 19 | 89.4351 | 9.4351 | 30.1368 | 0 | 59.2983 | 0
2042 | 12 | 25 | 20 | 84.7281 | 4.7281 | 28.5507 | 0 | 56.1774 | 0
2042 | 12 | 25 | 21 | 80.4577 | 0.45771 | 27.1117 | 0 | 53.346 | 0
2042 | 12 | 25 | 22 | 77.2674 | 0 | 26.0367 | 0 | 51.2307 | 0
2042 | 12 | 25 | 23 | 75.4447 | 0 | 25.4225 | 0 | 50.0222 | 0
2042 | 12 | 25 | 24 | 73.0312 | 0 | 24.6092 | 0 | 48.422 | 0
2042 | 12 | 26 | 1 | 71.0569 | 0 | 23.9439 | 0 | 47.1129 | 0
2042 | 12 | 26 | 2 | 60.2783 | 0 | 20.3119 | 0 | 39.9664 | 0
2042 | 12 | 26 | 3 | 58.8979 | 0 | 19.8468 | 0 | 39.0512 | 0
2042 | 12 | 26 | 4 | 58.0915 | 0 | 19.575 | 0 | 38.5165 | 0
2042 | 12 | 26 | 5 | 57.9389 | 0 | 19.5236 | 0 | 38.4153 | 0
2042 | 12 | 26 | 6 | 59.858 | 0 | 20.1703 | 0 | 39.6878 | 0
2042 | 12 | 26 | 7 | 61.8585 | 0 | 20.8444 | 0 | 41.0142 | 0
2042 | 12 | 26 | 8 | 65.4951 | 0 | 22.0698 | 0 | 43.4253 | 0
2042 | 12 | 26 | 9 | 71.4242 | 0 | 24.0677 | 0 | 47.3565 | 0
2042 | 12 | 26 | 10 | 75.0483 | 0 | 25.2889 | 0 | 49.7594 | 0
2042 | 12 | 26 | 11 | 76.5617 | 0 | 25.7989 | 0 | 50.7628 | 0
2042 | 12 | 26 | 12 | 74.7982 | 0 | 25.2047 | 0 | 49.5936 | 0
2042 | 12 | 26 | 13 | 72.2188 | 0 | 24.3355 | 0 | 47.8833 | 0
2042 | 12 | 26 | 14 | 70.005 | 0 | 23.5895 | 0 | 46.4155 | 0
2042 | 12 | 26 | 15 | 72.6515 | 0 | 24.4813 | 0 | 48.1703 | 0
2042 | 12 | 26 | 16 | 71.9934 | 0 | 24.2595 | 0 | 47.7339 | 0
2042 | 12 | 26 | 17 | 77.5881 | 0 | 26.1447 | 0 | 51.4433 | 0
2042 | 12 | 26 | 18 | 85.7995 | 5.7995 | 28.9117 | 0 | 56.8878 | 0
2042 | 12 | 26 | 19 | 95.5687 | 15.5687 | 32.2037 | 0 | 63.3651 | 0
2042 | 12 | 26 | 20 | 91.8057 | 11.8057 | 30.9356 | 0 | 60.8701 | 0
2042 | 12 | 26 | 21 | 86.0494 | 6.0494 | 28.9959 | 0 | 57.0534 | 0
2042 | 12 | 26 | 22 | 83.2662 | 3.2662 | 28.0581 | 0 | 55.2081 | 0
2042 | 12 | 26 | 23 | 79.7732 | 0 | 26.881 | 0 | 52.8921 | 0
2042 | 12 | 26 | 24 | 73.2692 | 0 | 24.6894 | 0 | 48.5798 | 0
2042 | 12 | 27 | 1 | 68.092 | 0 | 22.9449 | 0 | 45.1471 | 0
2042 | 12 | 27 | 2 | 74.7064 | 0 | 25.1737 | 0 | 49.5327 | 0
2042 | 12 | 27 | 3 | 71.1648 | 0 | 23.9803 | 0 | 47.1845 | 0
2042 | 12 | 27 | 4 | 70.1556 | 0 | 23.6402 | 0 | 46.5153 | 0
2042 | 12 | 27 | 5 | 70.844 | 0 | 23.8722 | 0 | 46.9718 | 0
2042 | 12 | 27 | 6 | 72.6506 | 0 | 24.481 | 0 | 48.1696 | 0
2042 | 12 | 27 | 7 | 75.588 | 0 | 25.4708 | 0 | 50.1173 | 0
2042 | 12 | 27 | 8 | 79.3458 | 0 | 26.737 | 0 | 52.6087 | 0
2042 | 12 | 27 | 9 | 85.521 | 5.521 | 28.8179 | 0 | 56.7031 | 0
2042 | 12 | 27 | 10 | 92.0322 | 12.0322 | 31.012 | 0 | 61.0202 | 0
2042 | 12 | 27 | 11 | 95.8967 | 15.8967 | 32.3142 | 0 | 63.5825 | 0
2042 | 12 | 27 | 12 | 96.3703 | 16.3703 | 32.4738 | 0 | 63.8965 | 0
2042 | 12 | 27 | 13 | 99.8632 | 19.8632 | 33.6508 | 0 | 66.2125 | 0
2042 | 12 | 27 | 14 | 97.0937 | 17.0937 | 32.7175 | 0 | 64.3762 | 0
2042 | 12 | 27 | 15 | 96.4943 | 16.4943 | 32.5155 | 0 | 63.9787 | 0
2042 | 12 | 27 | 16 | 98.6108 | 18.6108 | 33.2287 | 0 | 65.3821 | 0
2042 | 12 | 27 | 17 | 102.2745 | 22.2745 | 34.4633 | 0 | 67.8112 | 0
2042 | 12 | 27 | 18 | 108.5911 | 28.5911 | 36.5918 | 0 | 71.9993 | 0
2042 | 12 | 27 | 19 | 111.5034 | 31.5034 | 37.5731 | 0 | 73.9303 | 0
2042 | 12 | 27 | 20 | 107.8541 | 27.8541 | 36.3435 | 0 | 71.5107 | 0
2042 | 12 | 27 | 21 | 100.6468 | 20.6468 | 33.9148 | 0 | 66.732 | 0
2042 | 12 | 27 | 22 | 95.3877 | 15.3877 | 32.1427 | 0 | 63.245 | 0
2042 | 12 | 27 | 23 | 91.0664 | 11.0664 | 30.6865 | 0 | 60.3799 | 0
2042 | 12 | 27 | 24 | 86.4394 | 6.4394 | 29.1273 | 0 | 57.312 | 0
2042 | 12 | 28 | 1 | 78.7535 | 0 | 26.5375 | 0 | 52.2161 | 0
2042 | 12 | 28 | 2 | 73.161 | 0 | 24.653 | 0 | 48.508 | 0
2042 | 12 | 28 | 3 | 69.672 | 0 | 23.4773 | 0 | 46.1947 | 0
2042 | 12 | 28 | 4 | 68.2219 | 0 | 22.9886 | 0 | 45.2332 | 0
2042 | 12 | 28 | 5 | 68.4599 | 0 | 23.0688 | 0 | 45.3911 | 0
2042 | 12 | 28 | 6 | 70.229 | 0 | 23.665 | 0 | 46.564 | 0
2042 | 12 | 28 | 7 | 71.3068 | 0 | 24.0282 | 0 | 47.2787 | 0
2042 | 12 | 28 | 8 | 74.2965 | 0 | 25.0356 | 0 | 49.2609 | 0
2042 | 12 | 28 | 9 | 80.3038 | 0.30379 | 27.0599 | 0 | 53.2439 | 0
2042 | 12 | 28 | 10 | 86.4226 | 6.4226 | 29.1217 | 0 | 57.3009 | 0
2042 | 12 | 28 | 11 | 89.3996 | 9.3996 | 30.1248 | 0 | 59.2747 | 0
2042 | 12 | 28 | 12 | 89.4279 | 9.4279 | 30.1344 | 0 | 59.2935 | 0
2042 | 12 | 28 | 13 | 92.2915 | 12.2915 | 31.0993 | 0 | 61.1922 | 0
2042 | 12 | 28 | 14 | 91.069 | 11.069 | 30.6874 | 0 | 60.3816 | 0
2042 | 12 | 28 | 15 | 91.5763 | 11.5763 | 30.8583 | 0 | 60.7179 | 0
2042 | 12 | 28 | 16 | 94.8652 | 14.8652 | 31.9666 | 0 | 62.8986 | 0
2042 | 12 | 28 | 17 | 99.1815 | 19.1815 | 33.4211 | 0 | 65.7605 | 0
2042 | 12 | 28 | 18 | 106.8439 | 26.8439 | 36.003 | 0 | 70.8409 | 0
2042 | 12 | 28 | 19 | 108.3217 | 28.3217 | 36.501 | 0 | 71.8207 | 0
2042 | 12 | 28 | 20 | 103.6199 | 23.6199 | 34.9167 | 0 | 68.7033 | 0
2042 | 12 | 28 | 21 | 97.2227 | 17.2227 | 32.761 | 0 | 64.4617 | 0
2042 | 12 | 28 | 22 | 92.8311 | 12.8311 | 31.2812 | 0 | 61.5499 | 0
2042 | 12 | 28 | 23 | 88.0067 | 8.0067 | 29.6555 | 0 | 58.3512 | 0
2042 | 12 | 28 | 24 | 83.1602 | 3.1602 | 28.0224 | 0 | 55.1378 | 0
2042 | 12 | 29 | 1 | 78.4986 | 0 | 26.4516 | 0 | 52.047 | 0
2042 | 12 | 29 | 2 | 68.6599 | 0 | 23.1362 | 0 | 45.5237 | 0
2042 | 12 | 29 | 3 | 65.1439 | 0 | 21.9515 | 0 | 43.1925 | 0
2042 | 12 | 29 | 4 | 64.0984 | 0 | 21.5991 | 0 | 42.4992 | 0
2042 | 12 | 29 | 5 | 64.6006 | 0 | 21.7684 | 0 | 42.8322 | 0
2042 | 12 | 29 | 6 | 66.6393 | 0 | 22.4553 | 0 | 44.1839 | 0
2042 | 12 | 29 | 7 | 67.2382 | 0 | 22.6571 | 0 | 44.581 | 0
2042 | 12 | 29 | 8 | 74.9337 | 0 | 25.2503 | 0 | 49.6834 | 0
2042 | 12 | 29 | 9 | 83.9527 | 3.9527 | 28.2894 | 0 | 55.6633 | 0
2042 | 12 | 29 | 10 | 87.4934 | 7.4934 | 29.4825 | 0 | 58.0109 | 0
2042 | 12 | 29 | 11 | 86.9435 | 6.9435 | 29.2972 | 0 | 57.6463 | 0
2042 | 12 | 29 | 12 | 85.967 | 5.967 | 28.9682 | 0 | 56.9988 | 0
2042 | 12 | 29 | 13 | 81.8676 | 1.8676 | 27.5868 | 0 | 54.2808 | 0
2042 | 12 | 29 | 14 | 80.7578 | 0.7578 | 27.2128 | 0 | 53.545 | 0
2042 | 12 | 29 | 15 | 82.1737 | 2.1737 | 27.6899 | 0 | 54.4837 | 0
2042 | 12 | 29 | 16 | 84.2288 | 4.2288 | 28.3825 | 0 | 55.8464 | 0
2042 | 12 | 29 | 17 | 86.9908 | 6.9908 | 29.3132 | 0 | 57.6776 | 0
2042 | 12 | 29 | 18 | 94.7931 | 14.7931 | 31.9423 | 0 | 62.8508 | 0
2042 | 12 | 29 | 19 | 98.1351 | 18.1351 | 33.0684 | 0 | 65.0666 | 0
2042 | 12 | 29 | 20 | 94.8237 | 14.8237 | 31.9526 | 0 | 62.8711 | 0
2042 | 12 | 29 | 21 | 88.6503 | 8.6503 | 29.8724 | 0 | 58.7779 | 0
2042 | 12 | 29 | 22 | 84.2153 | 4.2153 | 28.3779 | 0 | 55.8374 | 0
2042 | 12 | 29 | 23 | 79.4771 | 0 | 26.7813 | 0 | 52.6958 | 0
2042 | 12 | 29 | 24 | 73.9889 | 0 | 24.9319 | 0 | 49.057 | 0
2042 | 12 | 30 | 1 | 73.0492 | 0 | 24.6153 | 0 | 48.4339 | 0
2042 | 12 | 30 | 2 | 61.1652 | 0 | 20.6108 | 0 | 40.5545 | 0
2042 | 12 | 30 | 3 | 57.8327 | 0 | 19.4878 | 0 | 38.3449 | 0
2042 | 12 | 30 | 4 | 56.8931 | 0 | 19.1712 | 0 | 37.7219 | 0
2042 | 12 | 30 | 5 | 57.8887 | 0 | 19.5067 | 0 | 38.382 | 0
2042 | 12 | 30 | 6 | 60.3266 | 0 | 20.3282 | 0 | 39.9984 | 0
2042 | 12 | 30 | 7 | 61.2723 | 0 | 20.6469 | 0 | 40.6255 | 0
2042 | 12 | 30 | 8 | 68.7468 | 0 | 23.1655 | 0 | 45.5813 | 0
2042 | 12 | 30 | 9 | 76.6638 | 0 | 25.8333 | 0 | 50.8305 | 0
2042 | 12 | 30 | 10 | 76.6262 | 0 | 25.8206 | 0 | 50.8056 | 0
2042 | 12 | 30 | 11 | 72.0633 | 0 | 24.2831 | 0 | 47.7802 | 0
2042 | 12 | 30 | 12 | 68.1537 | 0 | 22.9656 | 0 | 45.188 | 0
2042 | 12 | 30 | 13 | 78.0873 | 0 | 26.313 | 0 | 51.7743 | 0
2042 | 12 | 30 | 14 | 76.8543 | 0 | 25.8975 | 0 | 50.9568 | 0
2042 | 12 | 30 | 15 | 79.1038 | 0 | 26.6555 | 0 | 52.4483 | 0
2042 | 12 | 30 | 16 | 81.9825 | 1.9825 | 27.6255 | 0 | 54.357 | 0
2042 | 12 | 30 | 17 | 84.9608 | 4.9608 | 28.6291 | 0 | 56.3317 | 0
2042 | 12 | 30 | 18 | 92.5515 | 12.5515 | 31.1869 | 0 | 61.3645 | 0
2042 | 12 | 30 | 19 | 99.4809 | 19.4809 | 33.5219 | 0 | 65.959 | 0
2042 | 12 | 30 | 20 | 95.4745 | 15.4745 | 32.1719 | 0 | 63.3026 | 0
2042 | 12 | 30 | 21 | 89.1122 | 9.1122 | 30.028 | 0 | 59.0842 | 0
2042 | 12 | 30 | 22 | 84.4398 | 4.4398 | 28.4536 | 0 | 55.9862 | 0
2042 | 12 | 30 | 23 | 79.3483 | 0 | 26.7379 | 0 | 52.6104 | 0
2042 | 12 | 30 | 24 | 73.2158 | 0 | 24.6714 | 0 | 48.5444 | 0
2042 | 12 | 31 | 1 | 66.3466 | 0 | 22.3567 | 0 | 43.9899 | 0
2042 | 12 | 31 | 2 | 63.0914 | 0 | 21.2598 | 0 | 41.8315 | 0
2042 | 12 | 31 | 3 | 62.19 | 0 | 20.9561 | 0 | 41.2339 | 0
2042 | 12 | 31 | 4 | 62.897 | 0 | 21.1943 | 0 | 41.7027 | 0
2042 | 12 | 31 | 5 | 64.0088 | 0 | 21.569 | 0 | 42.4399 | 0
2042 | 12 | 31 | 6 | 63.5986 | 0 | 21.4307 | 0 | 42.1679 | 0
2042 | 12 | 31 | 7 | 56.8925 | 0 | 19.171 | 0 | 37.7215 | 0
2042 | 12 | 31 | 8 | 62.7363 | 0 | 21.1402 | 0 | 41.5961 | 0
2042 | 12 | 31 | 9 | 69.1786 | 0 | 23.311 | 0 | 45.8676 | 0
2042 | 12 | 31 | 10 | 70.5274 | 0 | 23.7655 | 0 | 46.7619 | 0
2042 | 12 | 31 | 11 | 68.9097 | 0 | 23.2204 | 0 | 45.6893 | 0
2042 | 12 | 31 | 12 | 68.2894 | 0 | 23.0114 | 0 | 45.278 | 0
2042 | 12 | 31 | 13 | 64.6282 | 0 | 21.7777 | 0 | 42.8506 | 0
2042 | 12 | 31 | 14 | 54.8302 | 0 | 18.4761 | 0 | 36.3541 | 0
2042 | 12 | 31 | 15 | 55.6624 | 0 | 18.7565 | 0 | 36.9059 | 0
2042 | 12 | 31 | 16 | 60.9081 | 0 | 20.5241 | 0 | 40.384 | 0
2042 | 12 | 31 | 17 | 67.1301 | 0 | 22.6207 | 0 | 44.5094 | 0
2042 | 12 | 31 | 18 | 76.7075 | 0 | 25.848 | 0 | 50.8595 | 0
2042 | 12 | 31 | 19 | 87.3861 | 7.3861 | 29.4464 | 0 | 57.9397 | 0
2042 | 12 | 31 | 20 | 83.9893 | 3.9893 | 28.3017 | 0 | 55.6875 | 0
2042 | 12 | 31 | 21 | 78.2418 | 0 | 26.365 | 0 | 51.8768 | 0
2042 | 12 | 31 | 22 | 73.9251 | 0 | 24.9104 | 0 | 49.0147 | 0
2042 | 12 | 31 | 23 | 73.4262 | 0 | 24.7423 | 0 | 48.6839 | 0
2042 | 12 | 31 | 24 | 70.2138 | 0 | 23.6598 | 0 | 46.5539 | 0