## Menu
Toronto Integrated Regional Resource Plan Data Tables April 2024
Table 2: IRRP CDM (Codes and Standards + Energy Efficiency) Forecast Winter
Table 3: IRRP CDM (Codes and Standards + Energy Efficiency) Forecast Summer
Table 4: Distributed Generation Contribution Factor Assumptions Winter
Table 5: Distributed Generation Contribution Factor Assumptions Summer
Table 6: Installed Distributed Generation Output Assumptions Winter
Table 7: Installed Distributed Generation Output Assumptions Summer
Table 8: Base Extreme Winter Net of CDM+DG
Table 9: Base Extreme Summer Net of CDM+DG
Table 10: High Electrification Extreme Summer Net of CDM+DG
Table 11: High Electrification Extreme Summer Net of CDM+DG
Table 12: City of Toronto Development Additional Forecast
This document and the information contained herein is provided for informational purposes only. The IESO has prepared this document based on information currently available to the IESO and reasonable assumptions associated therewith, including relating to electricity supply and demand. The information, statements and conclusions contained in this document are subject to risks, uncertainties and other factors that could cause actual results or circumstances to differ materially from the information, statements and assumptions contained herein. The IESO provides no guarantee, representation, or warranty, express or implied, with respect to any statement or information contained herein and disclaims any liability in connection therewith. Readers are cautioned not to place undue reliance on forward-looking information contained in this document, as actual results could differ materially from the plans, expectations, estimates, intentions and statements expressed herein. The IESO undertakes no obligation to revise or update any information contained in this document as a result of new information, future events or otherwise. In the event there is any conflict or inconsistency between this document and the IESO market rules, any IESO contract, any legislation or regulation, or any request for proposals or other procurement document, the terms in the market rules, or the subject contract, legislation, regulation, or procurement document, as applicable, govern.

## Table 2
Back to main menu
| Transformer Station | Table 2 Winter Weather Station CDM Forecast (MW)
|  | 2024 | 2025 | 2026 | 2027 | 2028 | 2029 | 2030 | 2031 | 2032 | 2033 | 2034 | 2035 | 2036 | 2037 | 2038 | 2039 | 2040 | 2041 | 2042 | 2043 | 2044 | 2045 | 2046 | 2047
| Agincourt TS | 1.1309 | 1.9244 | 2.8356 | 4.126 | 5.3808 | 6.9736 | 8.5468 | 9.1921 | 9.8774 | 10.4717 | 11.1579 | 12.0837 | 12.8314 | 13.3185 | 13.5851 | 13.8373 | 14.1686 | 14.4594 | 14.7673 | 15.061 | 15.3477 | 15.6261 | 15.9218 | 16.2074
| Bathurst TS | 3.5095 | 5.878 | 7.9694 | 11.2624 | 14.1074 | 17.2243 | 20.0654 | 20.8819 | 21.8075 | 22.8197 | 24.2525 | 26.2175 | 27.8174 | 28.7661 | 29.2529 | 29.714 | 30.19 | 30.5831 | 30.9902 | 31.4793 | 31.9498 | 32.5021 | 33.0744 | 33.6006
| Cavanagh MTS | 1.642 | 2.8104 | 3.7616 | 5.2016 | 6.5476 | 8.3678 | 10.162 | 11.2161 | 12.2177 | 13.0237 | 13.8893 | 14.9564 | 15.9341 | 16.6235 | 17.0673 | 17.4917 | 17.9286 | 18.3022 | 18.6256 | 18.9943 | 19.3743 | 19.748 | 20.1529 | 20.5267
| Fairchild TS | 3.4264 | 5.8943 | 7.8965 | 10.9326 | 13.731 | 17.1953 | 20.3824 | 21.9108 | 23.5375 | 24.8975 | 26.5536 | 28.622 | 30.2887 | 31.3715 | 32.0504 | 32.7248 | 33.4814 | 34.2 | 34.9384 | 35.7483 | 36.5324 | 37.2785 | 38.027 | 38.7556
| Finch TS | 4.2388 | 7.3034 | 9.866 | 13.5192 | 16.9166 | 20.979 | 24.8312 | 26.4329 | 28.2684 | 29.7443 | 31.7646 | 34.3617 | 36.4762 | 37.8586 | 38.604 | 39.3818 | 40.26 | 40.9301 | 41.6304 | 42.4071 | 43.1857 | 43.9134 | 44.6971 | 45.4464
| Leslie TS | 3.676 | 6.4147 | 8.3973 | 11.5545 | 14.1069 | 17.3367 | 20.1596 | 21.3565 | 22.5695 | 24.5289 | 26.6419 | 29.2208 | 31.4196 | 33.1806 | 33.8718 | 34.5488 | 35.2399 | 35.8837 | 36.603 | 37.3679 | 38.101 | 38.7771 | 39.4912 | 40.166
| Malvern TS | 1.662 | 2.7599 | 3.6077 | 4.9073 | 6.1021 | 7.4727 | 8.7474 | 9.1774 | 9.6864 | 10.0438 | 10.648 | 11.4483 | 12.0639 | 12.3937 | 12.5179 | 12.6375 | 12.7922 | 12.9164 | 13.1509 | 13.3849 | 13.6059 | 13.8042 | 13.9936 | 14.1697
| Bermondsey TS | 1.997 | 3.6388 | 5.0269 | 8.7706 | 11.1985 | 14.1032 | 16.6206 | 17.6703 | 18.8328 | 19.8672 | 21.222 | 22.9419 | 24.2293 | 25.0222 | 25.4927 | 25.967 | 26.4747 | 26.913 | 27.3735 | 27.9765 | 28.5383 | 29.0816 | 29.6223 | 30.1406
| Ellesmere TS | 2.0901 | 3.5091 | 4.9678 | 6.8162 | 8.9172 | 11.0552 | 13.0547 | 13.9153 | 14.8618 | 15.6302 | 16.6315 | 17.9196 | 18.9453 | 19.5667 | 19.9107 | 20.2677 | 20.653 | 21.0168 | 21.3828 | 21.7919 | 22.1943 | 22.5771 | 22.9669 | 23.3456
| Leaside TS | 2.355 | 4.0055 | 5.3406 | 7.1282 | 8.7522 | 10.7568 | 12.5434 | 13.4039 | 14.2814 | 15.2756 | 16.3268 | 17.6269 | 18.7983 | 19.5702 | 20.0811 | 20.5308 | 21.019 | 21.4752 | 21.9509 | 22.4679 | 22.975 | 23.4757 | 23.9856 | 24.498
| Scarboro TS | 2.9717 | 5.2714 | 7.1477 | 10.0543 | 13.4817 | 16.6622 | 19.3341 | 20.2306 | 21.2378 | 22.3423 | 23.8526 | 25.7699 | 27.347 | 28.3355 | 28.8763 | 29.4341 | 30.074 | 30.6079 | 31.1574 | 31.7666 | 32.3677 | 32.95 | 33.5647 | 34.1678
| Sheppard TS | 1.9114 | 3.34 | 4.2765 | 5.9661 | 7.6408 | 9.8833 | 12.0064 | 13.409 | 14.7755 | 16.0369 | 17.2228 | 18.6244 | 19.7599 | 20.5094 | 21.0363 | 21.5661 | 22.142 | 22.6887 | 23.2592 | 23.8539 | 24.4301 | 24.9929 | 25.569 | 26.1186
| Warden TS | 2.2606 | 3.8321 | 5.3244 | 7.5404 | 9.738 | 12.5153 | 14.8821 | 16.0595 | 17.2942 | 18.3649 | 19.5907 | 21.1155 | 22.4305 | 23.3088 | 23.8663 | 24.3526 | 24.9014 | 25.4064 | 25.9279 | 26.5502 | 27.1497 | 27.7442 | 28.3052 | 28.869
| Horner TS | 3.1314 | 5.7982 | 9.1118 | 12.6857 | 15.9776 | 19.8725 | 23.5019 | 25.1426 | 26.8498 | 28.2834 | 30.0535 | 32.3227 | 34.1098 | 35.2441 | 35.8373 | 36.4351 | 37.0746 | 37.6519 | 38.2697 | 38.8899 | 39.5424 | 40.1998 | 40.9131 | 41.5602
| Manby TS | 2.7477 | 4.7069 | 5.294 | 7.4007 | 9.4149 | 11.8576 | 14.2424 | 15.37 | 16.6274 | 17.5894 | 18.9268 | 20.6262 | 22.0881 | 23.1264 | 23.9624 | 24.8047 | 25.6799 | 26.3744 | 27.0426 | 27.7994 | 28.5067 | 29.1506 | 29.8141 | 30.4662
| Rexdale TS | 1.569 | 2.9042 | 3.8392 | 5.3026 | 6.5847 | 8.0696 | 9.4584 | 9.9507 | 10.5717 | 11.2591 | 12.2038 | 13.385 | 14.4266 | 15.2297 | 15.7572 | 16.2781 | 16.8797 | 17.251 | 17.6153 | 18.0413 | 18.4976 | 18.8782 | 19.3424 | 19.7616
| Richview TS | 5.2187 | 8.5674 | 11.4703 | 14.5138 | 18.0463 | 22.2387 | 26.1481 | 27.0843 | 28.9183 | 30.4324 | 32.2929 | 34.6651 | 36.489 | 37.4542 | 37.8389 | 38.1897 | 38.5631 | 38.9273 | 39.2965 | 39.7594 | 40.201 | 40.6567 | 41.1109 | 41.5741
| Basin TS | 0.92594 | 1.6935 | 2.292 | 2.7972 | 3.5278 | 4.3501 | 5.13 | 5.4168 | 5.7535 | 6.0013 | 6.4024 | 6.9352 | 7.3717 | 7.6306 | 7.7796 | 7.9216 | 8.0937 | 8.2499 | 8.3943 | 8.5533 | 8.723 | 8.9046 | 9.0882 | 9.2597
| Bridgman TS | 2.3172 | 3.8753 | 5.0911 | 6.9895 | 8.6307 | 10.5305 | 12.2755 | 12.7451 | 13.3204 | 13.9768 | 14.9542 | 16.2194 | 17.2818 | 17.9806 | 18.417 | 18.86 | 19.3656 | 19.8492 | 20.3852 | 20.9438 | 21.4769 | 21.9781 | 22.5086 | 23.0041
| Carlaw TS | 0.77537 | 1.5794 | 2.089 | 2.4198 | 2.9836 | 3.6666 | 4.2697 | 4.5201 | 4.7822 | 5.1247 | 5.5657 | 6.1233 | 6.6249 | 7.0117 | 7.3048 | 7.6556 | 8.0242 | 8.3773 | 8.6763 | 9.0003 | 9.3338 | 9.6578 | 9.9741 | 10.2798
| Cecil TS | 2.0765 | 3.6583 | 4.9182 | 6.1803 | 7.9055 | 9.9616 | 11.7603 | 12.4401 | 13.1644 | 13.7687 | 14.6663 | 15.8067 | 16.6493 | 17.1486 | 17.4122 | 17.695 | 17.918 | 18.0873 | 18.325 | 18.571 | 18.8365 | 19.0479 | 19.329 | 19.5864
| Charles TS | 2.6439 | 4.4696 | 5.8946 | 8.1121 | 10.0145 | 12.3027 | 14.3 | 14.9584 | 15.5766 | 16.2541 | 17.2745 | 18.5999 | 19.7566 | 20.4346 | 20.7753 | 21.0895 | 21.4114 | 21.767 | 22.1776 | 22.6244 | 23.0446 | 23.4327 | 23.8266 | 24.1621
| Dufferin TS | 2.5366 | 4.3808 | 5.9114 | 8.1721 | 10.1919 | 12.6029 | 14.7269 | 15.5562 | 16.4726 | 17.48 | 18.7807 | 20.399 | 21.9174 | 22.9665 | 23.686 | 24.3847 | 25.0925 | 25.7415 | 26.3998 | 27.0991 | 27.7795 | 28.4648 | 29.2063 | 29.8909
| Duplex TS | 1.6158 | 2.3128 | 3.1434 | 4.4222 | 5.6722 | 7.1677 | 8.6237 | 9.3239 | 10.1179 | 10.7829 | 11.6294 | 12.6823 | 13.593 | 14.265 | 14.7148 | 15.1982 | 15.7053 | 16.1262 | 16.5757 | 17.0613 | 17.5419 | 17.992 | 18.46 | 18.918
| Esplanade TS | 2.0534 | 3.4326 | 4.5003 | 5.3443 | 6.7557 | 8.3047 | 9.7652 | 10.2772 | 11.017 | 11.5662 | 12.4229 | 13.5072 | 14.3762 | 14.9069 | 15.0719 | 15.2576 | 15.4695 | 15.6837 | 15.8953 | 16.1461 | 16.4188 | 16.669 | 16.934 | 17.1856
| Gerrard TS | 1.1179 | 1.909 | 2.5542 | 3.5051 | 4.3842 | 5.4477 | 6.436 | 6.8904 | 7.3707 | 7.7927 | 8.3073 | 9.019 | 9.6127 | 9.9869 | 10.1616 | 10.3462 | 10.5955 | 10.8286 | 11.0596 | 11.2722 | 11.48 | 11.6899 | 11.9953 | 12.2791
| Glengrove TS | 0.87801 | 1.5193 | 1.9821 | 2.796 | 3.5098 | 4.3825 | 5.1968 | 5.5957 | 6.0396 | 6.5347 | 7.1362 | 7.8871 | 8.5625 | 9.109 | 9.5666 | 10.0439 | 10.5738 | 11.1214 | 11.6578 | 12.1884 | 12.6921 | 13.1543 | 13.634 | 14.0934
| Main TS | 1.0312 | 1.7941 | 2.4239 | 3.4033 | 4.2615 | 5.3346 | 6.2982 | 6.7575 | 7.2484 | 7.7921 | 8.4519 | 9.2611 | 9.9884 | 10.5419 | 10.9718 | 11.3993 | 11.8815 | 12.3353 | 12.7905 | 13.2641 | 13.7444 | 14.2169 | 14.6842 | 15.1423
| Terauley TS | 2.4673 | 4.2442 | 5.6483 | 7.1056 | 9.1178 | 11.1838 | 13.1951 | 13.8534 | 14.6665 | 15.1705 | 16.0674 | 17.3414 | 18.3071 | 18.8505 | 18.9802 | 19.1341 | 19.3396 | 19.4674 | 19.6299 | 19.8154 | 20.0219 | 20.2393 | 20.471 | 20.6885
| Fairbank TS | 1.9673 | 3.7855 | 5.0672 | 6.901 | 8.7468 | 11.0416 | 13.2337 | 14.348 | 15.5582 | 16.5905 | 18.0004 | 19.7432 | 21.2637 | 22.4265 | 23.226 | 24.0473 | 24.8768 | 25.6139 | 26.3057 | 27.0252 | 27.8512 | 28.614 | 29.3295 | 30.0358
| Runnymede TS | 2.3105 | 3.7202 | 5.0544 | 7.0648 | 8.9697 | 11.3713 | 13.6644 | 14.7616 | 16.0197 | 17.1321 | 18.4375 | 19.9649 | 21.2478 | 22.1457 | 22.7448 | 23.3619 | 24.0423 | 24.6779 | 25.3277 | 26.0014 | 26.6757 | 27.3333 | 28.0018 | 28.6736
| Wiltshire TS | 1.1279 | 2.1552 | 2.9123 | 4.087 | 5.2027 | 6.5137 | 7.7173 | 8.2769 | 8.97 | 9.5572 | 10.2617 | 11.1312 | 11.8458 | 12.2999 | 12.5385 | 12.8217 | 13.1154 | 13.4028 | 13.6582 | 13.9332 | 14.2259 | 14.4984 | 14.7871 | 15.0652
| Copeland MTS | 0.98426 | 1.8312 | 2.587 | 5.7213 | 8.8578 | 10.8797 | 12.7618 | 13.4079 | 14.1991 | 14.8578 | 15.6535 | 16.5867 | 17.2512 | 17.5252 | 17.5635 | 17.6064 | 17.6548 | 17.8107 | 17.9563 | 18.1274 | 18.249 | 18.3536 | 18.4798 | 18.6046
| John TS | 2.4076 | 4.0772 | 5.5152 | 7.6387 | 9.6536 | 11.9165 | 14.1306 | 14.8674 | 15.7188 | 16.3394 | 17.4759 | 18.8834 | 19.8994 | 20.3629 | 20.4971 | 20.7277 | 20.9353 | 21.1627 | 21.3856 | 21.6229 | 21.826 | 21.9545 | 22.0649 | 22.2363
| Strachan TS | 2.2059 | 3.7139 | 5.0551 | 6.494 | 8.3864 | 10.4624 | 12.5335 | 13.584 | 14.7255 | 15.6902 | 16.8524 | 18.308 | 19.5808 | 20.4644 | 21.132 | 21.842 | 22.6697 | 23.3864 | 24.0684 | 24.7406 | 25.4264 | 26.0616 | 26.6953 | 27.2862
Back to main menu
Peak demand savings from codes and standards, as well as the delivery of conservation programs, were estimated for each sector and totalled for each station in the region. The analyses were conducted under normal weather conditions and can be adjusted to reflect extreme weather conditions. The resulting forecast savings were applied to gross demand to help determine the net peak demand for the IRRP planning forecast. Additional details on the overall IRRP forecast methodology will be provided in the final report.

## Table 3
Back to main menu
| Transformer Station | Table 3 Summer Weather Station CDM Forecast (MW)
|  | 2024 | 2025 | 2026 | 2027 | 2028 | 2029 | 2030 | 2031 | 2032 | 2033 | 2034 | 2035 | 2036 | 2037 | 2038 | 2039 | 2040 | 2041 | 2042 | 2043 | 2044 | 2045 | 2046 | 2047
| Agincourt TS | 1.4468 | 2.4703 | 3.6934 | 5.3098 | 6.9398 | 8.8805 | 10.8117 | 11.9034 | 12.6454 | 13.1998 | 14.1074 | 15.3396 | 16.251 | 16.8332 | 17.2827 | 17.5723 | 18.0079 | 18.2843 | 18.6114 | 18.944 | 19.2166 | 19.5029 | 19.8187 | 20.1198
| Bathurst TS | 4.2467 | 7.1938 | 9.8435 | 13.736 | 17.0933 | 20.6642 | 23.8312 | 25.4382 | 26.1469 | 27.109 | 28.8371 | 31.3065 | 33.121 | 34.188 | 35.091 | 35.577 | 36.194 | 36.4719 | 36.9013 | 37.4304 | 37.8557 | 38.4004 | 39.0161 | 39.5447
| Cavanagh MTS | 1.5598 | 2.693 | 3.6874 | 5.0509 | 6.3938 | 8.0807 | 9.7684 | 11.0405 | 11.9225 | 12.526 | 13.4209 | 14.5543 | 15.5309 | 16.2048 | 16.8045 | 17.2373 | 17.7376 | 18.0305 | 18.3231 | 18.673 | 18.9889 | 19.3317 | 19.7168 | 20.0504
| Fairchild TS | 3.966 | 6.8867 | 9.3949 | 12.8774 | 16.2447 | 20.1847 | 23.8267 | 26.3049 | 28.0207 | 29.2888 | 31.3558 | 34.0323 | 36.0076 | 37.2836 | 38.4798 | 39.2965 | 40.3419 | 41.0242 | 41.871 | 42.845 | 43.6475 | 44.4646 | 45.3285 | 46.1231
| Finch TS | 5.3382 | 9.2904 | 12.6718 | 17.1968 | 21.5555 | 26.6657 | 31.5 | 34.666 | 36.7813 | 38.3835 | 41.0754 | 44.696 | 47.405 | 49.0732 | 50.5928 | 51.63 | 52.9275 | 53.5422 | 54.4471 | 55.4793 | 56.3265 | 57.238 | 58.2215 | 59.1165
| Leslie TS | 3.4578 | 6.1205 | 8.1592 | 11.1428 | 13.6082 | 16.4479 | 18.9088 | 20.3715 | 21.2101 | 22.9004 | 25.2242 | 28.1211 | 30.5393 | 32.5591 | 33.6225 | 34.3618 | 35.2453 | 35.8083 | 36.544 | 37.3934 | 38.0647 | 38.7389 | 39.4707 | 40.1514
| Malvern TS | 2.0752 | 3.5057 | 4.6369 | 6.2676 | 7.8281 | 9.6317 | 11.3086 | 12.3725 | 13.0331 | 13.481 | 14.3609 | 15.5562 | 16.4374 | 16.9444 | 17.3702 | 17.6159 | 17.9431 | 18.1099 | 18.484 | 18.8874 | 19.1881 | 19.4875 | 19.8168 | 20.0848
| Bermondsey TS | 2.5222 | 4.5638 | 6.3141 | 10.5053 | 13.3953 | 16.7197 | 19.6099 | 21.4737 | 22.6667 | 23.6407 | 25.2944 | 27.4302 | 28.916 | 29.8045 | 30.634 | 31.1487 | 31.792 | 32.1717 | 32.6506 | 33.2996 | 33.8466 | 34.3663 | 34.9432 | 35.4486
| Ellesmere TS | 2.4141 | 4.0983 | 5.9042 | 8.0267 | 10.5497 | 13.0191 | 15.328 | 16.8563 | 17.8642 | 18.6122 | 19.881 | 21.5363 | 22.7711 | 23.5208 | 24.2132 | 24.6493 | 25.21 | 25.5592 | 26.0097 | 26.5219 | 26.9333 | 27.3578 | 27.839 | 28.2634
| Leaside TS | 2.4881 | 4.2567 | 5.7652 | 7.5737 | 9.2412 | 11.1476 | 12.7968 | 13.8539 | 14.4962 | 15.2781 | 16.3298 | 17.7053 | 18.795 | 19.4962 | 20.1138 | 20.4864 | 20.9548 | 21.2318 | 21.611 | 22.0555 | 22.4262 | 22.8242 | 23.2523 | 23.6393
| Scarboro TS | 3.3055 | 5.9143 | 8.1157 | 11.2871 | 15.1122 | 18.4748 | 21.2269 | 22.7567 | 23.5281 | 24.4805 | 26.1545 | 28.3893 | 30.0388 | 31.0384 | 31.9346 | 32.5264 | 33.2495 | 33.6496 | 34.1904 | 34.7985 | 35.3162 | 35.8737 | 36.4621 | 37.0182
| Sheppard TS | 2.1425 | 3.7473 | 4.9565 | 6.8009 | 8.7291 | 11.0415 | 13.2442 | 14.9614 | 16.2657 | 17.278 | 18.6185 | 20.2567 | 21.4257 | 22.1654 | 22.8473 | 23.3492 | 23.996 | 24.4107 | 24.9354 | 25.5103 | 25.9987 | 26.5152 | 27.063 | 27.5647
| Warden TS | 2.2911 | 3.9066 | 5.5315 | 7.7567 | 10.0722 | 12.8101 | 15.1096 | 16.6743 | 17.7622 | 18.5785 | 19.8595 | 21.4983 | 22.7869 | 23.6152 | 24.3589 | 24.7929 | 25.3613 | 25.721 | 26.1664 | 26.7501 | 27.2229 | 27.735 | 28.2264 | 28.6905
| Horner TS | 3.4209 | 6.3999 | 10.222 | 14.0968 | 17.769 | 21.9054 | 25.7431 | 28.3209 | 29.9011 | 31.1165 | 33.0878 | 35.7056 | 37.5732 | 38.7301 | 39.7053 | 40.2925 | 40.999 | 41.4277 | 41.9514 | 42.5469 | 43.078 | 43.6468 | 44.2853 | 44.8525
| Manby TS | 3.1967 | 5.5153 | 6.3438 | 8.7305 | 11.1204 | 13.9911 | 16.7586 | 18.6888 | 20.0765 | 21.0596 | 22.6935 | 24.8837 | 26.5844 | 27.7563 | 29.0807 | 30.0743 | 31.2244 | 31.8737 | 32.6759 | 33.5823 | 34.2673 | 34.9922 | 35.7345 | 36.4587
| Rexdale TS | 1.74 | 3.2439 | 4.3483 | 5.9723 | 7.4067 | 9.0405 | 10.5366 | 11.4202 | 12.0097 | 12.7457 | 13.882 | 15.3955 | 16.6527 | 17.5604 | 18.394 | 19.1349 | 19.9837 | 20.3294 | 20.8297 | 21.3792 | 21.8311 | 22.4168 | 22.9249 | 23.4704
| Richview TS | 4.9493 | 8.2593 | 11.252 | 14.0289 | 17.5364 | 21.639 | 25.4697 | 27.3063 | 29.0775 | 30.4661 | 32.518 | 35.2164 | 37.1586 | 38.2656 | 39.2068 | 39.6832 | 40.3184 | 40.649 | 41.1417 | 41.7701 | 42.2416 | 42.7508 | 43.357 | 43.8492
| Basin TS | 0.91315 | 1.7315 | 2.3883 | 2.8334 | 3.5824 | 4.4465 | 5.256 | 5.794 | 6.1489 | 6.3989 | 6.8648 | 7.4826 | 7.9598 | 8.2734 | 8.5638 | 8.7459 | 8.9889 | 9.1328 | 9.3154 | 9.5336 | 9.7228 | 9.9253 | 10.1567 | 10.3443
| Bridgman TS | 2.5354 | 4.2877 | 5.6924 | 7.7322 | 9.5128 | 11.5084 | 13.2901 | 14.2006 | 14.6098 | 15.2052 | 16.29 | 17.7509 | 18.8608 | 19.5896 | 20.2788 | 20.7307 | 21.348 | 21.7876 | 22.3452 | 22.9421 | 23.4385 | 23.9343 | 24.4464 | 24.9552
| Carlaw TS | 0.67549 | 1.4545 | 1.9382 | 2.0996 | 2.5643 | 3.1004 | 3.5682 | 3.8301 | 3.9802 | 4.219 | 4.6122 | 5.1231 | 5.5314 | 5.8712 | 6.1913 | 6.5152 | 6.8857 | 7.1749 | 7.4222 | 7.7014 | 7.979 | 8.2436 | 8.5235 | 8.7757
| Cecil TS | 2.5663 | 4.5874 | 5.6113 | 7.8433 | 10.055 | 12.6996 | 15.0037 | 16.4944 | 17.3854 | 18.0895 | 19.3242 | 20.9979 | 22.1214 | 22.8178 | 23.5024 | 23.8781 | 24.2949 | 24.4684 | 24.8071 | 25.2427 | 25.5404 | 25.8228 | 26.227 | 26.5727
| Charles TS | 2.7037 | 4.6448 | 6.2033 | 8.4731 | 10.4205 | 12.7279 | 14.696 | 15.8074 | 16.2181 | 16.8084 | 17.9059 | 19.3725 | 20.5207 | 21.2227 | 21.8314 | 22.1201 | 22.5186 | 22.8058 | 23.2232 | 23.6953 | 24.0667 | 24.4093 | 24.7952 | 25.1079
| Dufferin TS | 2.6226 | 4.5552 | 6.2161 | 8.4602 | 10.4527 | 12.6933 | 14.5952 | 15.6804 | 16.2503 | 16.951 | 18.1783 | 19.7465 | 21.0198 | 21.886 | 22.6847 | 23.1966 | 23.7673 | 24.1387 | 24.6009 | 25.122 | 25.554 | 25.9997 | 26.5174 | 26.9908
| Duplex TS | 1.6514 | 2.3581 | 3.2458 | 4.5083 | 5.8019 | 7.2847 | 8.7228 | 9.7209 | 10.4439 | 11.0115 | 11.8801 | 13.0283 | 13.9548 | 14.5932 | 15.1962 | 15.6632 | 16.2487 | 16.5633 | 17.0202 | 17.505 | 17.9057 | 18.3469 | 18.7778 | 19.2074
| Esplanade TS | 2.5586 | 4.3367 | 5.069 | 6.7827 | 8.5754 | 10.6056 | 12.5013 | 13.709 | 14.6278 | 15.3015 | 16.4613 | 18.0013 | 19.1576 | 19.869 | 20.3717 | 20.6494 | 21.0379 | 21.262 | 21.5777 | 21.9721 | 22.2781 | 22.6106 | 23.0014 | 23.3162
| Gerrard TS | 1.1159 | 1.9267 | 2.6225 | 3.5668 | 4.4633 | 5.4634 | 6.3784 | 6.9905 | 7.3694 | 7.6773 | 8.1712 | 8.9182 | 9.4522 | 9.7995 | 10.0332 | 10.1739 | 10.4013 | 10.5662 | 10.743 | 10.9061 | 11.0256 | 11.1715 | 11.438 | 11.6775
| Glengrove TS | 0.84163 | 1.4644 | 1.9303 | 2.684 | 3.3522 | 4.095 | 4.784 | 5.236 | 5.5227 | 5.8908 | 6.4679 | 7.1679 | 7.7489 | 8.2528 | 8.775 | 9.1953 | 9.7156 | 10.2016 | 10.6743 | 11.148 | 11.5667 | 11.9479 | 12.3583 | 12.7689
| Main TS | 0.97142 | 1.6888 | 2.3047 | 3.1828 | 3.9465 | 4.8347 | 5.5961 | 6.0697 | 6.3646 | 6.7236 | 7.2833 | 7.9964 | 8.5573 | 8.9812 | 9.417 | 9.7159 | 10.1295 | 10.4413 | 10.7655 | 11.1296 | 11.4637 | 11.799 | 12.1503 | 12.4746
| Terauley TS | 2.9341 | 5.145 | 6.282 | 8.7367 | 11.2481 | 13.922 | 16.5007 | 18.1343 | 19.1856 | 19.846 | 21.1505 | 23.0437 | 24.4365 | 25.2477 | 25.9138 | 26.2876 | 26.7987 | 27.0319 | 27.3922 | 27.8425 | 28.1794 | 28.5961 | 29.0276 | 29.4253
| Fairbank TS | 2.3318 | 4.4549 | 6.0026 | 8.0282 | 10.1412 | 12.6616 | 15.0289 | 16.6892 | 17.8649 | 18.7387 | 20.3026 | 22.2816 | 23.8289 | 24.9437 | 25.9613 | 26.7428 | 27.6143 | 28.1583 | 28.7651 | 29.4415 | 30.1227 | 30.7915 | 31.411 | 32.0142
| Runnymede TS | 2.4344 | 3.8992 | 5.4306 | 7.5442 | 9.6351 | 12.0913 | 14.4539 | 15.982 | 17.146 | 18.0779 | 19.5198 | 21.2529 | 22.5743 | 23.5099 | 24.3782 | 25.0078 | 25.8163 | 26.3843 | 27.015 | 27.6984 | 28.2936 | 28.93 | 29.585 | 30.2519
| Wiltshire TS | 1.1339 | 2.2132 | 3.032 | 4.1933 | 5.3537 | 6.6473 | 7.8179 | 8.6061 | 9.2168 | 9.6776 | 10.4166 | 11.3425 | 12.0189 | 12.466 | 12.7698 | 13.0211 | 13.296 | 13.5028 | 13.7075 | 13.9448 | 14.1643 | 14.3707 | 14.5788 | 14.8253
| Copeland MTS | 1.2942 | 2.4121 | 5.2422 | 7.1153 | 10.8557 | 13.2887 | 15.5482 | 16.8814 | 17.756 | 18.43 | 19.5022 | 20.8696 | 21.7592 | 22.1879 | 22.5017 | 22.6296 | 22.8028 | 23.009 | 23.2205 | 23.4818 | 23.6728 | 23.8408 | 24.0208 | 24.1967
| John TS | 2.8583 | 4.921 | 6.731 | 9.2538 | 11.7372 | 14.5738 | 17.3564 | 19.0194 | 20.0792 | 20.8163 | 22.3424 | 24.3636 | 25.7285 | 26.4841 | 27.1116 | 27.5498 | 28.0428 | 28.3702 | 28.7922 | 29.2535 | 29.5276 | 29.7726 | 30.0445 | 30.323
| Strachan TS | 2.3725 | 3.9975 | 5.0507 | 6.9301 | 8.9275 | 11.0062 | 13.056 | 14.4878 | 15.4985 | 16.2602 | 17.4519 | 19.0061 | 20.17 | 20.9608 | 21.7252 | 22.3571 | 23.177 | 23.6876 | 24.273 | 24.8519 | 25.3839 | 25.8907 | 26.3754 | 26.8316
Back to main menu
Peak demand savings from codes and standards, as well as the delivery of conservation programs, were estimated for each sector and totalled for each station in the region. The analyses were conducted under normal weather conditions and can be adjusted to reflect extreme weather conditions. The resulting forecast savings were applied to gross demand to help determine the net peak demand for the IRRP planning forecast. Additional details on the overall IRRP forecast methodology will be provided in the final report.

## Table 4
Back to main menu
Table 4: Distributed Generation Contribution Factor Assumptions
Resource Type | Winter Peak Contribution Factor
Solar | 0%
Wind | 29.03%
Energy Storage | 50%
Non-Renewable | 94.24%
Back to main menu

## Table 5
Back to main menu
Table 5: Distributed Generation Contribution Factor Assumptions
Resource Type | Summer Peak Contribution Factor
Solar | 19.09%
Wind | 16.24%
Energy Storage | 50%
Non-Renewable | 94.24%
Back to main menu

## Table 6
Back to main menu
| Transformer Station | Table 6 Winter Weather Effective DG Contribution to Peak (MW)
|  | 2024 | 2025 | 2026 | 2027 | 2028 | 2029 | 2030 | 2031 | 2032 | 2033 | 2034 | 2035 | 2036 | 2037 | 2038 | 2039 | 2040 | 2041 | 2042 | 2043 | 2044 | 2045 | 2046 | 2047
| Agincourt TS | 0.64213 | 0.67396 | 0.70266 | 0.72789 | 0.75135 | 0.77565 | 0.77565 | 0.77565 | 0.77565 | 0.77565 | 0.77565 | 0.77565 | 0.77565 | 0.77565 | 0.77565 | 0.77565 | 0.77565 | 0.77565 | 0.77565 | 0.77565 | 0.77565 | 0.77565 | 0.77565 | 0.77565
| Bathurst TS | 25.4831 | 25.5746 | 25.6699 | 25.7461 | 25.8165 | 25.8883 | 25.8883 | 25.8883 | 25.8883 | 25.8883 | 25.8883 | 25.8883 | 25.8883 | 25.8883 | 25.8883 | 25.8883 | 25.8883 | 25.8883 | 25.8883 | 25.8883 | 25.8883 | 25.8883 | 25.8883 | 25.8883
| Cavanagh MTS | 0.83806 | 0.87875 | 0.91642 | 0.95044 | 0.985 | 1.021 | 1.021 | 1.021 | 1.021 | 1.021 | 1.021 | 1.021 | 1.021 | 1.021 | 1.021 | 1.021 | 1.021 | 1.021 | 1.021 | 1.021 | 1.021 | 1.021 | 1.021 | 1.021
| Fairchild TS | 2.7816 | 2.861 | 2.96 | 3.0344 | 3.1036 | 3.1738 | 3.1738 | 3.1738 | 3.1738 | 3.1738 | 3.1738 | 3.1738 | 3.1738 | 3.1738 | 3.1738 | 3.1738 | 3.1738 | 3.1738 | 3.1738 | 3.1738 | 3.1738 | 3.1738 | 3.1738 | 3.1738
| Finch TS | 14.3996 | 14.5162 | 14.649 | 14.7531 | 14.8502 | 14.9497 | 14.9497 | 14.9497 | 14.9497 | 14.9497 | 14.9497 | 14.9497 | 14.9497 | 14.9497 | 14.9497 | 14.9497 | 14.9497 | 14.9497 | 14.9497 | 14.9497 | 14.9497 | 14.9497 | 14.9497 | 14.9497
| Leslie TS | 2.2854 | 2.3691 | 2.4592 | 2.529 | 2.594 | 2.6607 | 2.6607 | 2.6607 | 2.6607 | 2.6607 | 2.6607 | 2.6607 | 2.6607 | 2.6607 | 2.6607 | 2.6607 | 2.6607 | 2.6607 | 2.6607 | 2.6607 | 2.6607 | 2.6607 | 2.6607 | 2.6607
| Malvern TS | 1.0515 | 1.2029 | 1.3388 | 1.4865 | 1.6333 | 1.7821 | 1.7821 | 1.7821 | 1.7821 | 1.7821 | 1.7821 | 1.7821 | 1.7821 | 1.7821 | 1.7821 | 1.7821 | 1.7821 | 1.7821 | 1.7821 | 1.7821 | 1.7821 | 1.7821 | 1.7821 | 1.7821
| Bermondsey TS | 2.2694 | 2.5831 | 2.8629 | 3.1743 | 3.4826 | 3.7948 | 3.7948 | 3.7948 | 3.7948 | 3.7948 | 3.7948 | 3.7948 | 3.7948 | 3.7948 | 3.7948 | 3.7948 | 3.7948 | 3.7948 | 3.7948 | 3.7948 | 3.7948 | 3.7948 | 3.7948 | 3.7948
| Ellesmere TS | 1.9584 | 2.1274 | 2.2783 | 2.4389 | 2.6003 | 2.7639 | 2.7639 | 2.7639 | 2.7639 | 2.7639 | 2.7639 | 2.7639 | 2.7639 | 2.7639 | 2.7639 | 2.7639 | 2.7639 | 2.7639 | 2.7639 | 2.7639 | 2.7639 | 2.7639 | 2.7639 | 2.7639
| Leaside TS | 8.1953 | 8.2448 | 8.2888 | 8.3274 | 8.3633 | 8.4005 | 8.4005 | 8.4005 | 8.4005 | 8.4005 | 8.4005 | 8.4005 | 8.4005 | 8.4005 | 8.4005 | 8.4005 | 8.4005 | 8.4005 | 8.4005 | 8.4005 | 8.4005 | 8.4005 | 8.4005 | 8.4005
| Scarboro TS | 4.4256 | 4.5114 | 4.6013 | 4.6736 | 4.7448 | 4.818 | 4.818 | 4.818 | 4.818 | 4.818 | 4.818 | 4.818 | 4.818 | 4.818 | 4.818 | 4.818 | 4.818 | 4.818 | 4.818 | 4.818 | 4.818 | 4.818 | 4.818 | 4.818
| Sheppard TS | 1.0537 | 1.1111 | 1.192 | 1.2509 | 1.3058 | 1.3616 | 1.3616 | 1.3616 | 1.3616 | 1.3616 | 1.3616 | 1.3616 | 1.3616 | 1.3616 | 1.3616 | 1.3616 | 1.3616 | 1.3616 | 1.3616 | 1.3616 | 1.3616 | 1.3616 | 1.3616 | 1.3616
| Warden TS | 2.1452 | 2.3156 | 2.4823 | 2.6502 | 2.8156 | 2.9829 | 2.9829 | 2.9829 | 2.9829 | 2.9829 | 2.9829 | 2.9829 | 2.9829 | 2.9829 | 2.9829 | 2.9829 | 2.9829 | 2.9829 | 2.9829 | 2.9829 | 2.9829 | 2.9829 | 2.9829 | 2.9829
| Horner TS | 4.9369 | 4.9994 | 5.0775 | 5.1393 | 5.197 | 5.232 | 5.232 | 5.232 | 5.232 | 5.232 | 5.232 | 5.232 | 5.232 | 5.232 | 5.232 | 5.232 | 5.232 | 5.232 | 5.232 | 5.232 | 5.232 | 5.232 | 5.232 | 5.232
| Manby TS | 1.3533 | 1.4236 | 1.5823 | 1.7507 | 1.9172 | 2.0869 | 2.0869 | 2.0869 | 2.0869 | 2.0869 | 2.0869 | 2.0869 | 2.0869 | 2.0869 | 2.0869 | 2.0869 | 2.0869 | 2.0869 | 2.0869 | 2.0869 | 2.0869 | 2.0869 | 2.0869 | 2.0869
| Rexdale TS | 0.44755 | 0.47881 | 0.50633 | 0.54311 | 0.5784 | 0.6162 | 0.6162 | 0.6162 | 0.6162 | 0.6162 | 0.6162 | 0.6162 | 0.6162 | 0.6162 | 0.6162 | 0.6162 | 0.6162 | 0.6162 | 0.6162 | 0.6162 | 0.6162 | 0.6162 | 0.6162 | 0.6162
| Richview TS | 2.7562 | 2.9802 | 3.2318 | 3.465 | 3.6891 | 3.9188 | 3.9188 | 3.9188 | 3.9188 | 3.9188 | 3.9188 | 3.9188 | 3.9188 | 3.9188 | 3.9188 | 3.9188 | 3.9188 | 3.9188 | 3.9188 | 3.9188 | 3.9188 | 3.9188 | 3.9188 | 3.9188
| Basin TS | 1.663 | 1.9201 | 2.179 | 2.4507 | 2.7222 | 2.9953 | 2.9953 | 2.9953 | 2.9953 | 2.9953 | 2.9953 | 2.9953 | 2.9953 | 2.9953 | 2.9953 | 2.9953 | 2.9953 | 2.9953 | 2.9953 | 2.9953 | 2.9953 | 2.9953 | 2.9953 | 2.9953
| Bridgman TS | 1.0912 | 1.1451 | 1.2234 | 1.2818 | 1.3367 | 1.3952 | 1.3952 | 1.3952 | 1.3952 | 1.3952 | 1.3952 | 1.3952 | 1.3952 | 1.3952 | 1.3952 | 1.3952 | 1.3952 | 1.3952 | 1.3952 | 1.3952 | 1.3952 | 1.3952 | 1.3952 | 1.3952
| Carlaw TS | 0.32486 | 0.35765 | 0.38731 | 0.41356 | 0.4384 | 0.45161 | 0.45161 | 0.45161 | 0.45161 | 0.45161 | 0.45161 | 0.45161 | 0.45161 | 0.45161 | 0.45161 | 0.45161 | 0.45161 | 0.45161 | 0.45161 | 0.45161 | 0.45161 | 0.45161 | 0.45161 | 0.45161
| Cecil TS | 9.3561 | 9.639 | 9.9155 | 10.2017 | 10.4859 | 10.7715 | 10.7715 | 10.7715 | 10.7715 | 10.7715 | 10.7715 | 10.7715 | 10.7715 | 10.7715 | 10.7715 | 10.7715 | 10.7715 | 10.7715 | 10.7715 | 10.7715 | 10.7715 | 10.7715 | 10.7715 | 10.7715
| Charles TS | 0.64434 | 0.69921 | 0.74941 | 0.79373 | 0.835 | 0.87745 | 0.87745 | 0.87745 | 0.87745 | 0.87745 | 0.87745 | 0.87745 | 0.87745 | 0.87745 | 0.87745 | 0.87745 | 0.87745 | 0.87745 | 0.87745 | 0.87745 | 0.87745 | 0.87745 | 0.87745 | 0.87745
| Dufferin TS | 1.1852 | 1.3491 | 1.4977 | 1.6589 | 1.8187 | 1.9839 | 1.9839 | 1.9839 | 1.9839 | 1.9839 | 1.9839 | 1.9839 | 1.9839 | 1.9839 | 1.9839 | 1.9839 | 1.9839 | 1.9839 | 1.9839 | 1.9839 | 1.9839 | 1.9839 | 1.9839 | 1.9839
| Duplex TS | 0.84532 | 0.88038 | 0.92636 | 0.96074 | 0.99308 | 1.0161 | 1.0161 | 1.0161 | 1.0161 | 1.0161 | 1.0161 | 1.0161 | 1.0161 | 1.0161 | 1.0161 | 1.0161 | 1.0161 | 1.0161 | 1.0161 | 1.0161 | 1.0161 | 1.0161 | 1.0161 | 1.0161
| Esplanade TS | 8.0015 | 8.1719 | 8.3481 | 8.518 | 8.6847 | 8.8519 | 8.8519 | 8.8519 | 8.8519 | 8.8519 | 8.8519 | 8.8519 | 8.8519 | 8.8519 | 8.8519 | 8.8519 | 8.8519 | 8.8519 | 8.8519 | 8.8519 | 8.8519 | 8.8519 | 8.8519 | 8.8519
| Gerrard TS | 4.0992 | 4.1089 | 4.1175 | 4.1251 | 4.1333 | 4.1428 | 4.1428 | 4.1428 | 4.1428 | 4.1428 | 4.1428 | 4.1428 | 4.1428 | 4.1428 | 4.1428 | 1.5701 | 1.5701 | 1.5701 | 1.5701 | 1.5701 | 1.5701 | 1.5701 | 1.5701 | 1.5701
| Glengrove TS | 0.26203 | 0.28341 | 0.30247 | 0.31936 | 0.33536 | 0.35222 | 0.35222 | 0.35222 | 0.35222 | 0.35222 | 0.35222 | 0.35222 | 0.35222 | 0.35222 | 0.35222 | 0.35222 | 0.35222 | 0.35222 | 0.35222 | 0.35222 | 0.35222 | 0.35222 | 0.35222 | 0.35222
| Main TS | 0.25723 | 0.27839 | 0.29727 | 0.31401 | 0.32979 | 0.34634 | 0.34634 | 0.34634 | 0.34634 | 0.34634 | 0.34634 | 0.34634 | 0.34634 | 0.34634 | 0.34634 | 0.34634 | 0.34634 | 0.34634 | 0.34634 | 0.34634 | 0.34634 | 0.34634 | 0.34634 | 0.34634
| Terauley TS | 1.5001 | 1.6798 | 1.8652 | 2.044 | 2.2202 | 2.3982 | 2.3982 | 2.3982 | 2.3982 | 2.3982 | 2.3982 | 2.3982 | 2.3982 | 2.3982 | 2.3982 | 2.3982 | 2.3982 | 2.3982 | 2.3982 | 2.3982 | 2.3982 | 2.3982 | 2.3982 | 2.3982
| Fairbank TS | 1.2049 | 1.2597 | 1.309 | 1.3519 | 1.3921 | 1.4344 | 1.4344 | 1.4344 | 1.4344 | 1.4344 | 1.4344 | 1.4344 | 1.4344 | 1.4344 | 1.4344 | 1.4344 | 1.4344 | 1.4344 | 1.4344 | 1.4344 | 1.4344 | 1.4344 | 1.4344 | 1.4344
| Runnymede TS | 18.2124 | 18.2663 | 18.3299 | 18.3796 | 18.4262 | 18.4741 | 18.4741 | 18.4741 | 18.4741 | 18.4741 | 18.4741 | 18.4741 | 18.4741 | 18.4741 | 18.4741 | 18.4741 | 18.4741 | 18.4741 | 18.4741 | 18.4741 | 18.4741 | 18.4741 | 18.4741 | 18.4741
| Wiltshire TS | 0.3984 | 0.43224 | 0.46224 | 0.48855 | 0.51309 | 0.53855 | 0.53855 | 0.53855 | 0.53855 | 0.53855 | 0.53855 | 0.53855 | 0.53855 | 0.53855 | 0.53855 | 0.53855 | 0.53855 | 0.53855 | 0.53855 | 0.53855 | 0.53855 | 0.53855 | 0.53855 | 0.53855
| Copeland MTS | 10.4806 | 15.521 | 15.5729 | 15.6271 | 15.6772 | 15.6772 | 15.6772 | 15.6772 | 15.6772 | 15.6772 | 15.6772 | 15.6772 | 15.6772 | 15.6772 | 15.6772 | 15.6772 | 15.6772 | 15.6772 | 15.6772 | 15.6772 | 15.6772 | 15.6772 | 15.6772 | 15.6772
| John TS | 4.8014 | 4.8695 | 4.9735 | 5.0463 | 5.1135 | 5.1596 | 5.1596 | 5.1596 | 5.1596 | 5.1596 | 5.1596 | 5.1596 | 5.1596 | 1.5361 | 1.5361 | 1.5361 | 1.5361 | 1.5361 | 1.5361 | 1.5361 | 1.5361 | 1.5361 | 1.5361 | 1.5361
| Strachan TS | 4.0457 | 4.2478 | 4.4236 | 4.6072 | 4.7878 | 4.9713 | 4.9713 | 4.9713 | 4.9713 | 4.9713 | 4.9713 | 4.9713 | 4.9713 | 4.9713 | 4.9713 | 4.9713 | 4.9713 | 4.9713 | 4.9713 | 4.9713 | 4.9713 | 4.9713 | 4.9713 | 4.9713
Back to main menu
Peak demand contribution from contracted, existing distributed generation was estimated based on technology type and totalled for each station in the region. The resulting forecast savings were applied to gross demand to help determine the net peak demand for the IRRP planning forecast. Additional details on the overall IRRP forecast methodology will be provided in the final report.

## Table 7
Back to main menu
| Transformer Station | Table 7 Summer Weather Effective DG Contribution to Peak (MW)
|  | 2024 | 2025 | 2026 | 2027 | 2028 | 2029 | 2030 | 2031 | 2032 | 2033 | 2034 | 2035 | 2036 | 2037 | 2038 | 2039 | 2040 | 2041 | 2042 | 2043 | 2044 | 2045 | 2046 | 2047
| Agincourt TS | 1.9459 | 2.0737 | 2.2152 | 2.3674 | 2.5338 | 2.7173 | 2.7173 | 2.6581 | 2.6032 | 2.5508 | 2.3993 | 1.9842 | 1.871 | 1.8194 | 1.6776 | 1.6776 | 1.6776 | 1.6776 | 1.6776 | 1.6776 | 1.6776 | 1.6776 | 1.6776 | 1.6776
| Bathurst TS | 27.2968 | 27.5115 | 27.7512 | 27.9916 | 28.2472 | 28.5251 | 28.5251 | 28.5232 | 28.2803 | 28.0513 | 27.8142 | 27.6042 | 27.4704 | 27.3515 | 27.2039 | 27.2039 | 27.2039 | 27.2039 | 27.2039 | 27.2039 | 27.2039 | 27.2039 | 27.2039 | 27.2039
| Cavanagh MTS | 1.4981 | 1.6068 | 1.7243 | 1.8488 | 1.9854 | 2.1349 | 2.1349 | 2.129 | 2.0644 | 2.059 | 1.9725 | 1.6919 | 1.6485 | 1.6485 | 1.5846 | 1.5846 | 1.5846 | 1.5846 | 1.5846 | 1.5846 | 1.5846 | 1.5846 | 1.5846 | 1.5846
| Fairchild TS | 3.5737 | 3.7384 | 3.9372 | 4.1266 | 4.3254 | 4.5401 | 4.5401 | 4.5373 | 4.5303 | 4.5178 | 4.4996 | 4.2969 | 4.0358 | 4.0218 | 3.9386 | 3.9386 | 3.9386 | 3.9386 | 3.9386 | 3.9386 | 3.9386 | 3.9386 | 3.9386 | 3.9386
| Finch TS | 17.0763 | 17.3859 | 17.7454 | 18.105 | 18.4898 | 18.9098 | 18.9098 | 18.832 | 18.585 | 18.3222 | 18.1258 | 17.6079 | 16.901 | 16.8751 | 16.6256 | 16.6256 | 16.6256 | 16.6256 | 16.6256 | 16.6256 | 16.6256 | 16.6256 | 16.6256 | 16.6256
| Leslie TS | 3.6331 | 3.8475 | 4.0909 | 4.3346 | 4.5957 | 4.8806 | 4.8806 | 4.8295 | 4.755 | 4.719 | 4.6576 | 4.4032 | 4.0822 | 4.0757 | 3.8892 | 3.8892 | 3.8892 | 3.8892 | 3.8892 | 3.8892 | 3.8892 | 3.8892 | 3.8892 | 3.8892
| Malvern TS | 2.1233 | 2.3203 | 2.5095 | 2.7178 | 2.933 | 3.1578 | 3.1578 | 3.1559 | 3.1301 | 3.1285 | 3.1285 | 2.8149 | 2.6676 | 2.6606 | 2.636 | 2.5406 | 2.5406 | 2.5406 | 2.5406 | 2.5406 | 2.5406 | 2.5406 | 2.5406 | 2.5406
| Bermondsey TS | 3.5157 | 3.9464 | 4.3634 | 4.8307 | 5.3146 | 5.8223 | 5.8223 | 5.7774 | 5.674 | 5.5186 | 5.3584 | 5.1875 | 5.1709 | 5.1128 | 5.0178 | 5.0178 | 5.0178 | 5.0178 | 5.0178 | 5.0178 | 5.0178 | 5.0178 | 5.0178 | 5.0178
| Ellesmere TS | 3.155 | 3.4319 | 3.7092 | 4.0134 | 4.3365 | 4.6802 | 4.6802 | 4.6782 | 4.627 | 4.6209 | 4.5404 | 4.1841 | 4.1323 | 4.0189 | 3.7724 | 3.7724 | 3.7724 | 3.7724 | 3.7724 | 3.7724 | 3.7724 | 3.7724 | 3.7724 | 3.7724
| Leaside TS | 8.4159 | 8.4654 | 8.5094 | 8.548 | 8.5839 | 8.6228 | 8.6228 | 8.6187 | 8.5347 | 8.5001 | 8.4607 | 8.4524 | 8.4376 | 8.4333 | 8.4117 | 8.4117 | 8.4117 | 8.4117 | 8.4117 | 8.4117 | 8.4117 | 8.4117 | 8.4117 | 8.4117
| Scarboro TS | 6.2163 | 6.4299 | 6.6694 | 6.9131 | 7.1775 | 7.4658 | 7.4658 | 7.2586 | 7.1992 | 6.9083 | 6.5305 | 6.3745 | 6.2987 | 6.2141 | 6.0785 | 6.0785 | 6.0785 | 6.0785 | 6.0785 | 6.0785 | 6.0785 | 6.0785 | 6.0785 | 6.0785
| Sheppard TS | 2.183 | 2.2403 | 2.3212 | 2.3801 | 2.4351 | 2.5726 | 2.5726 | 2.561 | 2.459 | 2.3187 | 2.1865 | 1.7718 | 1.6631 | 1.6392 | 1.4433 | 1.4433 | 1.4433 | 1.4433 | 1.4433 | 1.4433 | 1.4433 | 1.4433 | 1.4433 | 1.4433
| Warden TS | 3.2556 | 3.5362 | 3.8318 | 4.1491 | 4.4831 | 4.838 | 4.838 | 4.8347 | 4.7788 | 4.7667 | 4.5913 | 4.4594 | 4.3417 | 4.304 | 4.1011 | 4.1011 | 4.1011 | 4.1011 | 4.1011 | 4.1011 | 4.1011 | 4.1011 | 4.1011 | 4.1011
| Horner TS | 6.6681 | 6.7962 | 6.9509 | 7.1015 | 7.2594 | 7.4058 | 7.4058 | 7.4018 | 7.2507 | 7.1765 | 7.1616 | 6.9258 | 6.8068 | 6.767 | 6.7382 | 6.7382 | 6.7382 | 6.7382 | 6.7382 | 6.7382 | 6.7382 | 6.7382 | 6.7382 | 6.7382
| Manby TS | 2.0818 | 2.1521 | 2.3108 | 2.4792 | 2.6457 | 2.8155 | 2.8095 | 2.7565 | 2.7083 | 2.5702 | 2.4504 | 2.3302 | 2.1373 | 2.1247 | 2.0869 | 2.0869 | 2.0869 | 2.0869 | 2.0869 | 2.0869 | 2.0869 | 2.0869 | 2.0869 | 2.0869
| Rexdale TS | 1.5004 | 1.5317 | 1.5592 | 1.596 | 1.6313 | 1.6691 | 1.6691 | 1.6679 | 1.6421 | 1.5928 | 1.5165 | 1.0303 | 0.78791 | 0.77252 | 0.6162 | 0.6162 | 0.6162 | 0.6162 | 0.6162 | 0.6162 | 0.6162 | 0.6162 | 0.6162 | 0.6162
| Richview TS | 4.1776 | 4.5203 | 4.9112 | 5.3024 | 5.7045 | 6.1324 | 6.1324 | 6.1313 | 6.0334 | 5.9681 | 5.8691 | 5.5396 | 5.1578 | 5.1459 | 5.0608 | 5.0608 | 5.0608 | 5.0608 | 5.0608 | 5.0608 | 5.0608 | 5.0608 | 5.0608 | 5.0608
| Basin TS | 3.8625 | 4.1342 | 4.41 | 4.7012 | 4.9946 | 5.292 | 5.292 | 5.2443 | 5.1965 | 5.1965 | 5.1958 | 5.1706 | 5.1706 | 5.1706 | 5.1706 | 5.1706 | 5.1706 | 5.1706 | 5.1706 | 5.1706 | 5.1706 | 5.1706 | 5.1706 | 5.1706
| Bridgman TS | 1.2861 | 1.3599 | 1.4616 | 1.5473 | 1.633 | 1.7258 | 1.7258 | 1.7255 | 1.7255 | 1.699 | 1.6971 | 1.6589 | 1.6589 | 1.6531 | 1.6516 | 1.6516 | 1.6516 | 1.6516 | 1.6516 | 1.6516 | 1.6516 | 1.6516 | 1.6516 | 1.6516
| Carlaw TS | 0.56981 | 0.63106 | 0.69398 | 0.75884 | 0.82725 | 0.88893 | 0.88893 | 0.88821 | 0.86623 | 0.86285 | 0.80711 | 0.77259 | 0.71882 | 0.71593 | 0.68809 | 0.68809 | 0.68809 | 0.68809 | 0.68809 | 0.68809 | 0.68809 | 0.68809 | 0.68809 | 0.68809
| Cecil TS | 9.6774 | 9.9979 | 10.3181 | 10.6558 | 10.9982 | 11.3485 | 11.3485 | 11.3384 | 11.3356 | 11.3349 | 11.3332 | 11.2865 | 11.2821 | 11.2797 | 11.2574 | 11.2574 | 11.2574 | 11.2574 | 11.2574 | 11.2574 | 11.2574 | 11.2574 | 11.2574 | 11.2574
| Charles TS | 0.739 | 0.8037 | 0.86536 | 0.92308 | 0.97947 | 1.0387 | 1.0387 | 1.0387 | 1.0387 | 1.0387 | 1.0387 | 1.0147 | 0.97968 | 0.97652 | 0.97652 | 0.97652 | 0.97652 | 0.97652 | 0.97652 | 0.97652 | 0.97652 | 0.97652 | 0.97652 | 0.97652
| Dufferin TS | 1.7644 | 1.996 | 2.2232 | 2.4784 | 2.7456 | 3.0303 | 3.0303 | 3.0263 | 3.0067 | 2.9722 | 2.9666 | 2.894 | 2.7787 | 2.767 | 2.7185 | 2.7185 | 2.7185 | 2.7185 | 2.7185 | 2.7185 | 2.7185 | 2.7185 | 2.7185 | 2.7185
| Duplex TS | 0.98428 | 1.0351 | 1.0994 | 1.1559 | 1.2132 | 1.264 | 1.264 | 1.2621 | 1.2616 | 1.2549 | 1.2501 | 1.2092 | 1.2092 | 1.2082 | 1.2063 | 1.2063 | 1.2063 | 1.2063 | 1.2063 | 1.2063 | 1.2063 | 1.2063 | 1.2063 | 1.2063
| Esplanade TS | 8.1871 | 8.3822 | 8.5875 | 8.7902 | 8.9939 | 9.2021 | 9.2021 | 9.2021 | 9.1682 | 9.1677 | 9.1677 | 9.1672 | 9.154 | 9.1521 | 9.1521 | 9.1521 | 9.1521 | 9.1521 | 9.1521 | 9.1521 | 9.1521 | 9.1521 | 9.1521 | 9.1521
| Gerrard TS | 4.1164 | 4.1298 | 4.1428 | 4.1557 | 4.1698 | 4.1859 | 4.1859 | 4.183 | 4.183 | 4.183 | 4.183 | 4.183 | 4.183 | 4.183 | 4.183 | 1.6103 | 1.6103 | 1.6103 | 1.6103 | 1.6103 | 1.6103 | 1.6103 | 1.6103 | 1.6103
| Glengrove TS | 0.4237 | 0.4659 | 0.50921 | 0.55475 | 0.60311 | 0.65596 | 0.65596 | 0.65596 | 0.65326 | 0.65211 | 0.65047 | 0.61626 | 0.57071 | 0.56708 | 0.56467 | 0.56467 | 0.56467 | 0.56467 | 0.56467 | 0.56467 | 0.56467 | 0.56467 | 0.56467 | 0.56467
| Main TS | 0.6432 | 0.71112 | 0.78468 | 0.86472 | 0.95189 | 1.0479 | 1.0479 | 1.0472 | 1.0331 | 1.0284 | 1.0026 | 0.91935 | 0.88967 | 0.88632 | 0.82571 | 0.82571 | 0.82571 | 0.82571 | 0.82571 | 0.82571 | 0.82571 | 0.82571 | 0.82571 | 0.82571
| Terauley TS | 1.5979 | 1.786 | 1.9811 | 2.171 | 2.3596 | 2.5514 | 2.5514 | 2.5514 | 2.5495 | 2.5495 | 2.5495 | 2.5495 | 2.5495 | 2.5369 | 2.5369 | 2.5369 | 2.5369 | 2.5369 | 2.5369 | 2.5369 | 2.5369 | 2.5369 | 2.5369 | 2.5369
| Fairbank TS | 2.024 | 2.0788 | 2.1281 | 2.1707 | 2.2104 | 2.2527 | 2.2527 | 2.2036 | 2.0762 | 1.9099 | 1.7987 | 1.5824 | 1.5399 | 1.514 | 1.4344 | 1.4344 | 1.4344 | 1.4344 | 1.4344 | 1.4344 | 1.4344 | 1.4344 | 1.4344 | 1.4344
| Runnymede TS | 18.8843 | 19.0036 | 19.1439 | 19.2816 | 19.4273 | 19.5856 | 19.5856 | 19.5853 | 19.5799 | 19.5118 | 19.485 | 19.4203 | 19.275 | 19.2721 | 19.2505 | 19.2505 | 19.2505 | 19.2505 | 19.2505 | 19.2505 | 19.2505 | 19.2505 | 19.2505 | 19.2505
| Wiltshire TS | 0.5111 | 0.56022 | 0.60796 | 0.65558 | 0.7042 | 0.75643 | 0.75643 | 0.74498 | 0.74383 | 0.73833 | 0.70118 | 0.65786 | 0.65351 | 0.65351 | 0.6516 | 0.6516 | 0.6516 | 0.6516 | 0.6516 | 0.6516 | 0.6516 | 0.6516 | 0.6516 | 0.6516
| Copeland MTS | 10.4806 | 15.521 | 15.5729 | 15.6271 | 15.6772 | 15.6772 | 15.6772 | 15.6772 | 15.6772 | 15.6772 | 15.6772 | 15.6772 | 15.6772 | 15.6772 | 15.6772 | 15.6772 | 15.6772 | 15.6772 | 15.6772 | 15.6772 | 15.6772 | 15.6772 | 15.6772 | 15.6772
| John TS | 4.8133 | 4.884 | 4.9911 | 5.0673 | 5.1384 | 5.1888 | 5.1888 | 5.1888 | 5.1888 | 5.1888 | 5.1888 | 5.1811 | 5.1811 | 1.5576 | 1.5576 | 1.5576 | 1.5576 | 1.5576 | 1.5576 | 1.5576 | 1.5576 | 1.5576 | 1.5576 | 1.5576
| Strachan TS | 4.4678 | 4.6799 | 4.8638 | 4.9115 | 5.0798 | 5.2704 | 5.2704 | 5.22 | 5.1622 | 5.1613 | 5.1596 | 5.1261 | 5.1218 | 5.118 | 5.0994 | 5.0994 | 5.0994 | 5.0994 | 5.0994 | 5.0994 | 5.0994 | 5.0994 | 5.0994 | 5.0994
Back to main menu
Peak demand contribution from contracted, existing distributed generation was estimated based on technology type and totalled for each station in the region. The resulting forecast savings were applied to gross demand to help determine the net peak demand for the IRRP planning forecast. Additional details on the overall IRRP forecast methodology will be provided in the final report.

## Table 8
Back to main menu
| Transformer Station | Table 8 Base Net Extreme Winter Weather Station Peak Demand Forecast, Coincident to Toronto Region (MW)
|  | 2024 | 2025 | 2026 | 2027 | 2028 | 2029 | 2030 | 2031 | 2032 | 2033 | 2034 | 2035 | 2036 | 2037 | 2038 | 2039 | 2040 | 2041 | 2042 | 2043 | 2044 | 2045 | 2046 | 2047
NORTH 230kV
Agincourt TS
| T5/T6 | 70.0567 | 71.2454 | 80.2695 | 85.5258 | 90.2896 | 94.3965 | 98.5473 | 100.128 | 101.7747 | 102.8763 | 103.9922 | 105.5043 | 107.6187 | 109.9935 | 112.271 | 114.4568 | 117.1994 | 119.6646 | 122.0068 | 124.0451 | 126.0904 | 128.038 | 130.0743 | 132.0146
Bathurst TS
| T1/T2 | 120.2435 | 120.8638 | 129.0782 | 136.6466 | 140.5454 | 140.2391 | 140.1326 | 139.3381 | 138.4782 | 139.0738 | 139.6252 | 141.0606 | 143.0687 | 145.1805 | 147.574 | 149.6804 | 151.5838 | 152.9322 | 154.1553 | 155.5385 | 156.8323 | 158.225 | 159.6137 | 160.9058
| T3/T4 | 86.8482 | 88.432 | 89.5849 | 90.3073 | 89.4291 | 88.3487 | 87.4161 | 87.2881 | 87.1164 | 88.1586 | 89.1424 | 89.876 | 91.356 | 93.1714 | 95.1672 | 97.1577 | 99.2303 | 101.3048 | 103.1726 | 105.1162 | 107.062 | 109.569 | 112.166 | 114.4817
Cavanagh MTS
| T1/T2 | 106.3819 | 107.9288 | 109.696 | 111.1899 | 113.4134 | 116.3273 | 120.045 | 124.291 | 127.5294 | 128.9493 | 130.6278 | 132.1046 | 135.5789 | 139.4475 | 143.2437 | 146.9534 | 150.6505 | 153.8808 | 156.3134 | 158.9127 | 161.7127 | 164.413 | 167.2942 | 169.8883
Fairchild TS
| T1/T2 | 115.6275 | 120.0334 | 123.519 | 125.3063 | 127.5338 | 129.3722 | 130.5852 | 132.9191 | 135.2042 | 136.5716 | 138.103 | 139.401 | 141.5645 | 144.2652 | 147.4971 | 150.6376 | 154.0478 | 157.3716 | 160.4701 | 163.4487 | 166.4348 | 169.3214 | 172.2 | 174.9824
| T3/T4 | 97.0279 | 98.7668 | 100.6 | 102.1682 | 103.7512 | 104.6321 | 105.7441 | 107.6058 | 109.524 | 110.6125 | 111.9831 | 113.0687 | 114.9624 | 117.327 | 119.9881 | 122.7452 | 125.6805 | 128.528 | 131.1571 | 134.0467 | 136.8485 | 139.3638 | 141.7787 | 144.0976
Finch TS
| T1/T2 | 103.4033 | 104.2505 | 105.5407 | 105.9011 | 107.4717 | 108.7749 | 110.2942 | 112.6085 | 115.1336 | 116.7577 | 118.2735 | 119.7531 | 121.762 | 124.4741 | 127.3315 | 130.2792 | 133.405 | 135.8752 | 138.1333 | 140.3667 | 142.6965 | 144.8346 | 147.1565 | 149.292
| T3/T4 | 143.4017 | 152.4113 | 161.5697 | 163.1761 | 165.1069 | 166.6378 | 168.3683 | 171.5543 | 174.8257 | 177.0257 | 179.1077 | 180.8609 | 183.7334 | 187.4829 | 191.4062 | 195.4187 | 199.7887 | 203.2204 | 206.5161 | 209.8659 | 213.2235 | 216.2937 | 219.548 | 222.7053
Leslie TS
| T1/T2 13.8 | 0 | 0 | 0 | 0 | 0 | 0 | 0 | 0 | 0 | 0 | 0 | 0 | 0 | 0 | 0 | 0 | 0 | 0 | 0 | 0 | 0 | 0 | 0 | 0
| T1/T2 27.6 | 65.8427 | 70.6627 | 72.8819 | 75.5906 | 75.5254 | 75.2432 | 74.7844 | 74.8126 | 74.937 | 77.304 | 79.7319 | 82.1225 | 85.0501 | 88.4398 | 90.5351 | 92.6348 | 94.9181 | 97.1107 | 99.1842 | 101.2432 | 103.3087 | 105.181 | 107.1432 | 108.9134
| T3/T4 27.6 | 181.0938 | 184.3693 | 180.3955 | 180.3958 | 177.8436 | 174.9354 | 172.3593 | 171.0282 | 169.9028 | 175.2223 | 180.7514 | 186.1699 | 192.7036 | 200.5909 | 204.5883 | 208.5956 | 212.2992 | 215.8228 | 219.3901 | 222.9261 | 226.3815 | 229.4511 | 232.6048 | 235.5658
Malvern TS
| T3/T4 | 93.8481 | 94.8247 | 96.0671 | 95.4678 | 95.7162 | 95.7867 | 96.102 | 97.2621 | 98.3431 | 98.7276 | 98.9715 | 99.0192 | 99.4635 | 100.2998 | 101.4475 | 102.494 | 103.7172 | 104.7591 | 106.5386 | 108.1066 | 109.5816 | 110.8673 | 112.0559 | 113.1517
EAST 230kV
Bermondsey TS
| T1/T2 | 28.935 | 38.1831 | 43.7978 | 81.5068 | 85.5688 | 89.037 | 89.2686 | 90.2908 | 91.2674 | 92.0049 | 92.7034 | 93.3331 | 94.3407 | 95.7847 | 97.8784 | 99.9704 | 101.9592 | 103.5766 | 105.079 | 107.4102 | 109.4621 | 111.3238 | 113.1811 | 114.8499
| T3/T4 | 92.1786 | 94.4369 | 96.8003 | 98.7083 | 100.3902 | 101.019 | 101.98 | 103.7241 | 105.507 | 107.3391 | 109.1018 | 110.5682 | 111.8772 | 113.6683 | 115.7681 | 117.8658 | 120.1394 | 122.3235 | 124.3887 | 126.4366 | 128.4868 | 130.5338 | 132.4818 | 134.4287
Ellesmere TS
| T3/T4 | 126.4209 | 127.4828 | 138.5933 | 139.3402 | 147.4659 | 148.2383 | 149.4188 | 151.7382 | 154.0777 | 155.4293 | 156.7599 | 157.9098 | 159.9582 | 162.5168 | 165.5648 | 168.7057 | 171.9244 | 175.0586 | 177.8727 | 180.7496 | 183.6332 | 186.3243 | 189.0086 | 191.5978
Leaside TS
| T19/T20/T21 13.8 | 32.6637 | 33.633 | 34.6696 | 30.1762 | 29.8448 | 29.4382 | 29.0875 | 30.0963 | 30.9017 | 31.9118 | 32.0467 | 32.129 | 32.3852 | 32.7213 | 33.2064 | 33.5972 | 34.1704 | 34.5591 | 35.0311 | 35.4976 | 35.9659 | 36.4329 | 36.8981 | 37.4554
| T19/T20/T21 13.8 | 37.5479 | 38.0637 | 38.6661 | 39.1502 | 39.0129 | 38.77 | 38.5933 | 38.8034 | 39.0039 | 39.7021 | 40.5489 | 41.2291 | 42.3783 | 43.6285 | 44.9536 | 46.3697 | 47.783 | 49.1981 | 50.4152 | 51.7171 | 53.022 | 54.2322 | 55.4398 | 56.6467
| T19/T20/T21 27.6 | 73.8748 | 74.7177 | 75.8336 | 76.4267 | 75.9776 | 75.3273 | 74.8101 | 74.9568 | 75.0873 | 76.3068 | 77.4539 | 78.4653 | 80.8705 | 83.2823 | 85.8372 | 87.9266 | 90.0099 | 92.0959 | 94.0651 | 96.0196 | 97.9794 | 99.9355 | 101.8868 | 103.7441
Scarboro TS
| T21/T22 | 99.6643 | 110.6431 | 117.5413 | 122.5574 | 126.2537 | 128.1853 | 126.8647 | 126.5837 | 126.2467 | 127.4397 | 128.6162 | 129.4607 | 131.1439 | 133.2739 | 135.6599 | 138.0432 | 140.6957 | 142.9773 | 145.0419 | 147.1732 | 149.3092 | 151.3482 | 153.5701 | 155.698
| T23/T24 | 75.5685 | 77.0441 | 78.4616 | 79.5827 | 93.1638 | 92.3245 | 91.7152 | 91.9478 | 92.2316 | 93.5381 | 94.8793 | 96.0394 | 97.8672 | 100.0487 | 102.4218 | 104.8867 | 107.5304 | 109.8028 | 111.9589 | 114.0943 | 116.2332 | 118.2758 | 120.3153 | 122.3542
Sheppard TS
| T1/T2 | 66.3982 | 68.1336 | 60.8983 | 63.2336 | 67.2978 | 70.3042 | 73.1321 | 76.6804 | 79.4734 | 81.6671 | 83.8853 | 85.8911 | 88.4369 | 90.4228 | 92.5116 | 94.7051 | 97.0878 | 99.4814 | 101.7562 | 104.0192 | 106.0845 | 108.0503 | 110.0101 | 111.9772
| T5/T6 (was T3/T4) | 86.3649 | 87.3836 | 89.2555 | 90.1537 | 91.4618 | 92.5172 | 93.7142 | 95.3353 | 97.2178 | 98.3207 | 99.6867 | 100.9431 | 102.8799 | 105.2325 | 107.7048 | 110.2816 | 112.9409 | 115.4067 | 117.6492 | 119.8796 | 122.3261 | 124.6735 | 127.0136 | 129.055
Warden TS
| T3/T4 | 147.4971 | 148.6172 | 157.1342 | 163.4423 | 170.9373 | 177.1087 | 179.1939 | 182.5744 | 185.8978 | 188.113 | 190.4913 | 192.5705 | 196.6614 | 201.2951 | 206.2497 | 210.6393 | 215.3905 | 219.8676 | 224.01 | 228.6878 | 233.2822 | 237.7758 | 241.8788 | 245.979
WEST 230kV
Horner TS
| T1/T2**Based on 2031 NA Estimated Split | 51.6734 | 60.8182 | 75.2755 | 74.575 | 73.9881 | 73.2558 | 72.7218 | 72.6471 | 72.6404 | 72.6744 | 72.7122 | 72.6353 | 72.7085 | 73.063 | 73.548 | 74.0316 | 74.6029 | 75.0832 | 75.5491 | 75.9072 | 76.3633 | 76.7238 | 77.0823 | 77.4407
| T1/T2**Based on 2031 NA Estimated Split | 7.174 | 7.2035 | 60.772 | 60.1444 | 59.7097 | 59.1567 | 58.7818 | 58.7587 | 58.8087 | 58.7949 | 58.8988 | 58.909 | 59.0401 | 59.417 | 59.8999 | 60.3818 | 60.9525 | 61.3369 | 61.8043 | 62.1662 | 62.5307 | 63.084 | 63.6355 | 64.0921
| T3/T4**Based on 2031 NA Estimated Split | 137.865 | 150.5533 | 127.3658 | 135.0221 | 141.3861 | 145.5256 | 148.953 | 154.618 | 159.0157 | 162.1198 | 164.1301 | 165.9555 | 169.0521 | 173.2284 | 177.7094 | 182.188 | 186.5545 | 190.8365 | 194.7974 | 198.4391 | 202.3721 | 206.207 | 210.4137 | 214.1454
Manby TS
| T13/T14 | 64.5376 | 68.3484 | 55.9015 | 58.0672 | 59.8675 | 61.5985 | 63.4164 | 65.6235 | 67.6842 | 68.4293 | 69.2452 | 69.9327 | 70.9493 | 72.344 | 73.9762 | 75.6989 | 77.5074 | 79.0336 | 80.4493 | 81.9447 | 83.4407 | 84.7457 | 86.2361 | 87.6324
| T3/T4 | 41.4737 | 42.5643 | 36.1537 | 37.079 | 38.5286 | 39.8636 | 41.2496 | 43.0444 | 44.8037 | 46.1922 | 47.6832 | 49.0755 | 50.9332 | 53.1086 | 56.7964 | 60.2023 | 63.5091 | 65.971 | 68.1376 | 70.292 | 72.0709 | 73.6593 | 75.3392 | 77.0188
| T5/T6 | 58.7457 | 59.4468 | 55.1926 | 55.8684 | 56.9038 | 57.7973 | 58.8867 | 60.4351 | 62.0358 | 63.1802 | 64.3059 | 65.4026 | 67.0025 | 68.9661 | 70.9721 | 73.1631 | 75.4406 | 77.4361 | 79.2275 | 81.2869 | 83.3467 | 85.2155 | 86.8937 | 88.5716
Rexdale TS
| T1/T2 | 80.2129 | 64.079 | 64.6858 | 65.0957 | 64.7797 | 64.3478 | 64.1077 | 64.2752 | 64.7962 | 66.1295 | 67.5354 | 68.8134 | 70.4986 | 72.7408 | 74.9265 | 77.1109 | 79.5723 | 81.0906 | 82.5008 | 83.99 | 85.6713 | 86.9718 | 88.6494 | 90.1377
| T1/T2 | 17.5165 | 44.792 | 46.0847 | 47.2486 | 48.0492 | 48.3364 | 48.7776 | 49.4959 | 50.4739 | 52.0573 | 53.7347 | 55.3034 | 57.3466 | 59.8134 | 62.2941 | 64.6768 | 67.3378 | 69.0522 | 70.5637 | 72.2525 | 74.0369 | 75.5357 | 77.3161 | 78.9065
Richview TS
| T1/T2 | 131.8426 | 132.3039 | 133.2244 | 133.2264 | 134.5874 | 135.6324 | 136.8915 | 140.2452 | 143.355 | 145.2849 | 146.1039 | 146.5721 | 148.0936 | 149.9106 | 152.1999 | 154.9525 | 157.595 | 160.1539 | 162.2115 | 164.4288 | 166.5564 | 168.6826 | 170.8034 | 172.8315
| T5/T6 | 114.0288 | 113.257 | 121.9532 | 99.5692 | 99.8264 | 99.77 | 99.8912 | 93.2722 | 95.0266 | 97.1115 | 98.0684 | 98.6597 | 99.3563 | 100.2222 | 101.1847 | 101.297 | 101.3983 | 101.694 | 101.9696 | 102.3217 | 102.7708 | 103.2195 | 103.6652 | 104.2058
| T7/T8 | 71.4622 | 68.2 | 67.8307 | 67.1141 | 67.1452 | 67.0345 | 67.0449 | 67.5718 | 68.0816 | 67.9589 | 67.8204 | 67.5687 | 67.5548 | 67.7228 | 68.1141 | 68.5024 | 68.8832 | 69.2684 | 69.6401 | 69.9997 | 70.2674 | 70.6288 | 70.8942 | 71.2543
LEASIDE 115kV
Basin TS
| T3/T5 | 24.4426 | 30.2529 | 33.2606 | 26.7078 | 27.5199 | 27.9598 | 28.5374 | 29.3425 | 30.1217 | 30.6266 | 31.1585 | 31.6262 | 32.4416 | 33.2437 | 34.206 | 35.1676 | 36.2195 | 37.177 | 38.0339 | 38.8828 | 39.8278 | 40.868 | 41.9066 | 42.849
| T3/T5 | 32.925 | 32.874 | 32.5071 | 32.2408 | 32.2286 | 32.0715 | 32.0919 | 32.378 | 32.6402 | 32.7354 | 32.7564 | 32.8159 | 32.836 | 33.047 | 33.4197 | 33.6941 | 34.0601 | 34.4304 | 34.7011 | 34.9652 | 35.2285 | 35.4907 | 35.7525 | 36.0166
Bridgman TS
| T11/T12/T13/T14/T15 | 31.0971 | 31.5715 | 32.117 | 32.5007 | 32.2255 | 31.7949 | 31.5189 | 31.5081 | 31.4793 | 31.9551 | 32.4614 | 32.903 | 33.598 | 34.4789 | 35.429 | 36.3777 | 37.5109 | 38.5526 | 39.8696 | 41.0844 | 42.2055 | 43.2315 | 44.2562 | 45.1866
| T11/T12/T13/T14/T15 | 37.0055 | 37.0042 | 37.0972 | 37.2153 | 37.8774 | 38.3496 | 38.7702 | 38.3493 | 38.0055 | 38.2695 | 38.4587 | 38.6705 | 39.0565 | 39.6461 | 40.4098 | 41.1716 | 41.9295 | 42.7839 | 43.6309 | 44.3749 | 45.2134 | 45.9569 | 46.7932 | 47.5352
| T11/T12/T13/T14/T15 | 21.9753 | 21.8335 | 21.7501 | 21.5668 | 21.1201 | 20.6422 | 20.3036 | 20.0419 | 19.8665 | 19.9958 | 20.1813 | 20.328 | 20.6106 | 20.9504 | 21.4266 | 21.9018 | 22.469 | 23.0375 | 23.508 | 24.0677 | 24.5337 | 24.9051 | 25.3698 | 25.8343
| T11/T12/T13/T14/T15 | 44.8835 | 46.3322 | 47.769 | 48.2495 | 47.9913 | 47.7413 | 47.5684 | 47.7921 | 48.0828 | 48.8893 | 49.7869 | 50.5837 | 51.7617 | 53.1746 | 54.7881 | 56.3995 | 58.0996 | 59.7094 | 61.3089 | 62.8958 | 64.3892 | 65.881 | 67.3709 | 68.7663
Carlaw TS
| T1/T2 | 18.9552 | 28.6068 | 28.6699 | 19.1417 | 18.7232 | 18.3728 | 17.9614 | 17.7937 | 17.6205 | 17.9396 | 18.3276 | 18.6798 | 19.1645 | 19.7926 | 20.5512 | 21.6864 | 22.8196 | 23.8602 | 24.5186 | 25.1726 | 25.7337 | 26.3877 | 26.9465 | 27.5987
| T1/T2 | 27.138 | 27.9916 | 28.8732 | 29.5644 | 29.8184 | 30.0025 | 30.1288 | 30.6821 | 31.1231 | 32.1576 | 33.2365 | 34.3407 | 35.7925 | 37.4276 | 39.1318 | 40.9319 | 42.822 | 44.7143 | 46.4069 | 48.1849 | 50.1524 | 51.9303 | 53.7052 | 55.2913
Cecil TS
| T1/T2 | 14.0475 | 20.0852 | 27.2854 | 29.2564 | 31.6421 | 33.9103 | 33.737 | 33.7726 | 33.8608 | 34.5081 | 34.989 | 35.308 | 35.0738 | 35.3941 | 35.7079 | 36.0204 | 35.7843 | 35.7211 | 35.5684 | 35.4939 | 35.5114 | 35.4324 | 35.4495 | 35.4639
| T1/T2 | 30.614 | 30.9446 | 26.713 | 21.0309 | 22.0199 | 22.942 | 23.6973 | 24.7425 | 25.1254 | 25.3419 | 25.5035 | 25.6139 | 25.8625 | 26.1917 | 26.5816 | 27.0597 | 27.5264 | 27.9016 | 28.3658 | 28.7331 | 29.1923 | 29.5567 | 29.9272 | 30.2958
| T3/T4 | 28.0951 | 33.3472 | 27.2854 | 27.2 | 27.7562 | 30.894 | 31.3853 | 32.1472 | 32.7801 | 33.1601 | 33.4678 | 33.7072 | 34.0995 | 34.6863 | 35.3535 | 36.1091 | 36.8498 | 37.4983 | 38.5028 | 39.319 | 40.1394 | 40.6849 | 41.328 | 41.8794
| T3/T4 | 44.7584 | 41.1314 | 48.9421 | 41.9684 | 42.282 | 39.7601 | 40.0683 | 40.7258 | 41.3354 | 41.6074 | 41.8795 | 41.9783 | 42.4251 | 42.9154 | 44.0368 | 45.0699 | 45.9957 | 46.5618 | 47.1281 | 47.681 | 48.2385 | 48.7863 | 49.7005 | 50.5226
Charles TS
| T1/T2 | 49.8832 | 49.8148 | 49.8963 | 49.7664 | 49.0003 | 49.9108 | 50.575 | 51.5192 | 50.9235 | 50.9468 | 50.9769 | 50.9206 | 51.8416 | 52.6988 | 53.5554 | 53.9174 | 54.1766 | 55.0296 | 55.6727 | 56.306 | 57.0421 | 57.6827 | 58.3218 | 58.6714
| T1/T2 | 30.1722 | 33.4999 | 35.671 | 37.1121 | 38.2749 | 39.2231 | 39.0854 | 39.3549 | 39.5166 | 40.1891 | 40.7815 | 41.2978 | 42.1712 | 43.1533 | 44.2155 | 45.378 | 46.5363 | 47.5932 | 49.0356 | 50.3686 | 51.506 | 52.5466 | 53.4864 | 54.3327
| T3/T4 | 35.0173 | 35.5665 | 36.1021 | 36.4741 | 36.3822 | 35.5913 | 34.8793 | 34.5505 | 34.2206 | 34.3028 | 34.422 | 34.4816 | 34.694 | 34.9999 | 35.3724 | 35.8456 | 36.3162 | 36.6864 | 37.1482 | 37.6033 | 37.9622 | 38.3234 | 38.7825 | 39.1472
| T3/T4 | 49.8832 | 49.7061 | 49.7886 | 49.5537 | 48.8952 | 48.1468 | 47.3949 | 47.1237 | 46.9514 | 47.1918 | 47.4438 | 47.6127 | 48.0532 | 48.6221 | 49.3822 | 50.1442 | 50.9022 | 51.6584 | 52.3046 | 53.0404 | 53.7798 | 54.4232 | 55.0653 | 55.7132
Dufferin TS
| T1/T3 | 37.437 | 39.8679 | 41.7522 | 40.9857 | 41.2855 | 41.0896 | 40.5046 | 40.2518 | 40.0803 | 40.3206 | 40.5956 | 40.7013 | 41.0889 | 41.6813 | 42.7278 | 43.7732 | 44.7201 | 45.2946 | 45.8587 | 46.3205 | 46.8773 | 47.4333 | 48.1751 | 48.8223
| T1/T3 | 28.75 | 30.2587 | 32.1248 | 32.6886 | 32.9889 | 33.2027 | 32.8077 | 32.6807 | 32.5414 | 32.8081 | 33.0253 | 33.0874 | 33.414 | 33.9244 | 34.4067 | 34.9812 | 35.5516 | 36.1233 | 36.6869 | 37.2435 | 37.7077 | 38.1711 | 38.7271 | 39.1888
| T2/T4 | 49.0198 | 50.0904 | 41.4481 | 42.4851 | 42.6683 | 42.8422 | 43.1023 | 43.7978 | 44.47 | 45.8362 | 47.1249 | 48.3152 | 50.2614 | 52.2418 | 54.4149 | 56.6807 | 58.9408 | 61.2038 | 63.2662 | 65.4101 | 67.4621 | 69.5126 | 71.561 | 73.5141
| T2/T4 | 33.8174 | 34.9611 | 45.8058 | 46.6837 | 47.1129 | 47.4186 | 47.8166 | 48.6855 | 49.5278 | 50.7812 | 52.0456 | 53.2031 | 55.5964 | 58.036 | 60.3987 | 62.3862 | 64.3671 | 66.3509 | 68.2264 | 70.0889 | 71.9534 | 73.8163 | 75.7705 | 77.5359
Duplex TS
| T1/T2 | 34.7525 | 36.3687 | 37.6985 | 38.9387 | 40.11 | 40.766 | 41.4636 | 42.461 | 43.5335 | 44.3312 | 45.1681 | 45.9222 | 47.0523 | 48.394 | 49.8211 | 51.343 | 52.8602 | 54.1902 | 55.4146 | 56.6294 | 57.8463 | 59.2491 | 60.6496 | 61.9553
| T1/T2 | 29.9947 | 30.3413 | 30.8074 | 31.1309 | 31.7909 | 32.4564 | 33.0549 | 33.8918 | 34.9035 | 35.5414 | 36.3246 | 37.0401 | 38.0183 | 39.185 | 40.4209 | 41.7515 | 43.0782 | 44.2177 | 45.5359 | 46.8462 | 48.1582 | 49.0921 | 50.0242 | 51.0497
| T3/T4 | 34.2353 | 18.1844 | 19.964 | 21.2211 | 22.8775 | 23.8535 | 25.1294 | 26.0928 | 27.1365 | 27.8981 | 28.7174 | 29.4809 | 30.4899 | 31.7615 | 32.9947 | 34.3227 | 35.7418 | 36.8794 | 37.9153 | 39.0385 | 40.1632 | 41.1922 | 42.3137 | 43.3405
Esplanade TS
| T11/T12/T13 | 34.1805 | 34.3742 | 34.6586 | 19.2371 | 19.9396 | 20.5707 | 21.2419 | 22.1074 | 24.2277 | 25.8047 | 27.3951 | 28.7305 | 30.1164 | 31.5051 | 32.1559 | 32.8946 | 33.72 | 34.6389 | 35.4606 | 36.3651 | 37.3625 | 38.268 | 39.2635 | 40.1694
| T11/T12/T13 | 37.7939 | 38.8158 | 39.8287 | 39.408 | 39.8792 | 39.8671 | 40.0537 | 40.5303 | 41.0076 | 41.2159 | 41.405 | 41.411 | 41.5978 | 42.0068 | 42.4917 | 42.9752 | 43.4555 | 43.9409 | 44.3258 | 44.7912 | 45.261 | 45.6375 | 46.1035 | 46.4792
| T11/T12/T13 | 36.9149 | 37.7537 | 38.3925 | 38.3808 | 39.233 | 39.2299 | 39.2436 | 39.7215 | 40.2 | 40.4095 | 40.4234 | 40.4356 | 40.538 | 40.8595 | 41.2549 | 41.6488 | 42.0394 | 42.4349 | 42.8187 | 43.106 | 43.486 | 43.8617 | 44.1492 | 44.5241
Gerrard TS
| T1/T2 | 27.3194 | 28.8257 | 30.3807 | 30.8823 | 31.7133 | 32.1478 | 32.6193 | 33.3309 | 34.0288 | 34.4566 | 34.9457 | 35.93 | 37.1767 | 38.3305 | 39.0896 | 41.083 | 42.2175 | 43.3538 | 44.3857 | 45.0341 | 45.6847 | 46.4279 | 47.9218 | 49.3204
| T1/T2 | 38.8015 | 38.8264 | 38.9496 | 38.8675 | 38.9512 | 38.8217 | 38.8458 | 39.1639 | 39.4697 | 39.7859 | 40.1601 | 40.4781 | 41.0757 | 41.7739 | 42.536 | 44.7327 | 45.681 | 46.5375 | 47.2886 | 48.1237 | 48.9613 | 49.7041 | 50.4489 | 51.0985
Glengrove TS
| T1/T3 | 29.7697 | 30.7542 | 29.3362 | 30.3599 | 30.6596 | 30.5649 | 30.5079 | 30.6382 | 30.8579 | 31.4878 | 32.2874 | 33.134 | 34.1212 | 35.3781 | 36.7802 | 38.2819 | 39.9749 | 41.5601 | 43.1491 | 44.6362 | 46.1326 | 47.4356 | 48.836 | 50.1396
| T2/T4 | 34.7313 | 35.5222 | 36.6703 | 37.5719 | 38.2383 | 38.7155 | 39.3362 | 40.1849 | 41.2174 | 42.5304 | 44.0972 | 45.6798 | 47.7272 | 49.9518 | 52.4381 | 55.0171 | 57.7762 | 60.8374 | 63.5881 | 66.2343 | 68.6862 | 70.949 | 73.203 | 75.3619
Main TS
| T3/T4 | 28.093 | 29.858 | 30.991 | 31.8644 | 32.4717 | 32.8752 | 32.8993 | 33.1327 | 33.4617 | 34.0887 | 34.8823 | 35.6172 | 36.6006 | 37.7612 | 39.0775 | 40.3955 | 41.9028 | 43.3167 | 44.6254 | 45.9273 | 47.4309 | 48.8345 | 50.2379 | 51.5424
| T3/T4 | 43.3101 | 44.153 | 45.2332 | 46.2258 | 46.5465 | 46.8554 | 47.2456 | 48.037 | 48.8071 | 50.0744 | 51.4829 | 52.8009 | 54.6942 | 56.7961 | 59.0778 | 61.3603 | 63.8228 | 66.1952 | 68.4594 | 70.7118 | 72.8619 | 75.0138 | 77.065 | 79.1185
Terauley TS
| T1/T4 | 32.681 | 33.7362 | 34.4537 | 35.0564 | 36.027 | 35.8346 | 36.9734 | 38.1314 | 39.1571 | 39.0567 | 38.9577 | 39.3562 | 39.7324 | 40.1293 | 40.1397 | 40.0531 | 40.1504 | 40.061 | 40.06 | 40.0506 | 40.136 | 40.4092 | 40.682 | 40.9553
| T1/T4 | 38.8862 | 39.4611 | 40.027 | 24.9689 | 25.8605 | 25.9022 | 26.0932 | 26.4134 | 26.8068 | 26.9291 | 27.0804 | 27.1813 | 27.3337 | 27.6592 | 27.9477 | 28.328 | 28.7994 | 29.0841 | 29.3648 | 29.6394 | 29.9144 | 30.1897 | 30.4647 | 30.7399
| T2/T3 | 29.5783 | 31.6916 | 32.9336 | 33.6581 | 34.8425 | 35.8346 | 36.1069 | 36.5946 | 37.1466 | 37.3379 | 37.4374 | 37.563 | 37.7599 | 38.1603 | 38.6391 | 39.1151 | 39.5875 | 40.061 | 40.4353 | 40.801 | 41.1675 | 41.5343 | 41.9006 | 42.2674
| T2/T3 | 42.7128 | 45.4927 | 47.5258 | 49.3386 | 51.5235 | 51.5122 | 51.6087 | 52.0585 | 52.5605 | 52.9032 | 53.0205 | 53.1356 | 53.3523 | 53.912 | 54.4887 | 55.1551 | 55.8165 | 56.2918 | 56.8533 | 57.309 | 57.8596 | 58.3168 | 58.8671 | 59.3243
MANBY E 115kV
Fairbank TS
| T1/T3 | 63.3144 | 64.0467 | 65.2516 | 66.3156 | 68.0038 | 69.4869 | 71.1356 | 73.2741 | 75.3708 | 76.9127 | 78.5317 | 80.1045 | 82.3081 | 84.8966 | 87.6372 | 90.4735 | 93.4969 | 96.2423 | 98.7818 | 101.3046 | 103.9175 | 106.3406 | 108.8604 | 111.3797
| T2/T4 (to be T5/T6) | 61.3461 | 79.1987 | 81.7508 | 80.1882 | 82.0198 | 83.7117 | 85.3829 | 87.748 | 90.1651 | 91.937 | 94.9501 | 97.6765 | 101.0544 | 105.1471 | 109.1331 | 113.2134 | 116.9925 | 120.4 | 123.2107 | 125.9044 | 129.4615 | 132.6357 | 135.2303 | 137.7287
Runnymede TS
| T1/T2 | 75.2428 | 69.16 | 73.0716 | 75.327 | 77.6936 | 79.5861 | 81.5718 | 82.8838 | 84.3175 | 85.3682 | 86.4453 | 87.3987 | 88.9574 | 90.9438 | 93.1019 | 95.3543 | 97.7839 | 100.0299 | 102.1477 | 104.2403 | 106.341 | 108.4284 | 110.4217 | 112.5861
| T5/T6 (was T3/T4) | 51.2563 | 51.8475 | 53.2161 | 54.4127 | 56.1365 | 57.7304 | 59.3877 | 61.4305 | 64.3566 | 66.6456 | 69.1391 | 70.6863 | 73.0387 | 75.7723 | 78.7391 | 81.8057 | 85.0557 | 88.216 | 91.1725 | 94.0241 | 96.9732 | 99.7402 | 102.5904 | 105.2662
Wiltshire TS
| T1/T6 | 26.8829 | 33.6951 | 34.3384 | 34.921 | 35.6401 | 36.2522 | 36.9013 | 37.9117 | 38.9044 | 39.6204 | 40.2883 | 41.548 | 43.0741 | 44.6084 | 45.7482 | 46.8889 | 48.1195 | 49.3528 | 50.4804 | 51.5991 | 52.8146 | 53.9343 | 55.1461 | 56.1687
| T7X/T2X | 20.759 | 22.9085 | 24.3528 | 25.5618 | 26.5807 | 26.919 | 26.802 | 26.8864 | 27.8301 | 28.5881 | 29.2138 | 29.0267 | 28.9995 | 28.953 | 29.0525 | 29.624 | 30.0039 | 30.3855 | 30.4769 | 30.5633 | 30.6513 | 30.7388 | 30.8252 | 31.1001
| T7X/T2X | 21.9008 | 23.114 | 23.8433 | 24.4547 | 25.2865 | 25.5436 | 25.928 | 26.4995 | 27.156 | 27.5328 | 27.9727 | 28.3627 | 28.905 | 29.6132 | 30.4673 | 31.2278 | 32.0797 | 32.9333 | 33.685 | 34.4308 | 35.2726 | 36.0191 | 36.7641 | 37.4144
MANBY W 115kV
Copeland MTS
| T1/T3 | 36.2195 | 35.8539 | 37.9449 | 39.0566 | 40.4894 | 40.5428 | 40.6878 | 41.0218 | 42.2616 | 43.0503 | 43.6135 | 43.479 | 43.5127 | 43.5461 | 43.7401 | 44.022 | 44.2093 | 44.692 | 45.1606 | 45.6229 | 45.8087 | 45.9905 | 46.2645 | 46.4495
| T1/T3 | 30.9677 | 33.3959 | 36.7512 | 39.1481 | 42.4396 | 43.3928 | 43.4186 | 43.6537 | 43.8905 | 43.9528 | 43.9732 | 43.8368 | 43.9586 | 44.0804 | 44.3636 | 44.6458 | 44.9223 | 45.2273 | 45.4284 | 45.7122 | 45.9873 | 46.1691 | 46.4431 | 46.6281
| T2/T4 | 0 | 0 | 0 | 56.161 | 57.0195 | 56.4474 | 55.8889 | 55.7243 | 55.5645 | 55.4149 | 55.2138 | 54.9302 | 54.7476 | 54.6775 | 54.6973 | 54.7156 | 54.7268 | 55.6643 | 56.3169 | 56.8724 | 57.2386 | 57.5104 | 57.7859 | 57.5259
| T2/T4 | 0 | 0 | 0 | 0 | 33.5245 | 33.1881 | 32.8597 | 32.763 | 32.669 | 32.581 | 32.4628 | 32.2961 | 32.1887 | 32.1475 | 32.2483 | 32.259 | 32.2656 | 32.2924 | 32.3086 | 32.3199 | 32.3251 | 32.3273 | 32.3315 | 33.0506
John TS
| T1/T2/T3/T4 | 31.5122 | 32.6985 | 37.336 | 39.6586 | 41.7868 | 43.4062 | 45.0399 | 45.5954 | 46.1144 | 47.2202 | 48.1417 | 48.8746 | 49.1299 | 50.4251 | 50.9083 | 52.4311 | 53.6638 | 54.806 | 55.6558 | 56.4946 | 57.2387 | 57.4135 | 57.5869 | 58.0463
| T1/T2/T3/T4 | 0 | 0 | 0 | 0 | 0 | 0 | 0 | 0 | 0 | 0 | 0 | 0 | 0 | 0 | 0 | 0 | 0 | 0 | 0 | 0 | 0 | 0 | 0 | 0
| T1/T2/T3/T4 | 17.8771 | 17.7992 | 17.7743 | 17.6697 | 17.6865 | 17.7658 | 17.7689 | 18.0107 | 18.2379 | 18.2849 | 18.2995 | 18.2813 | 18.296 | 19.6781 | 20.5336 | 21.2942 | 21.7684 | 22.3389 | 22.9059 | 22.806 | 22.7063 | 22.5114 | 22.5052 | 22.4055
| T1/T2/T3/T4 | 31.3102 | 33.2985 | 34.9529 | 36.5174 | 37.7053 | 37.6443 | 37.6283 | 37.9172 | 38.1767 | 38.2663 | 39.8835 | 41.133 | 42.3502 | 42.9512 | 42.8652 | 42.7777 | 42.6849 | 42.9739 | 43.1616 | 43.9087 | 44.2772 | 44.739 | 44.8214 | 45.0946
| T5/T6 | 35.9563 | 35.5984 | 35.3501 | 35.3394 | 35.6645 | 35.8197 | 35.6328 | 35.8317 | 36.0033 | 35.8157 | 35.6605 | 35.4434 | 35.199 | 35.8557 | 35.9575 | 35.9635 | 36.0598 | 36.064 | 36.1573 | 36.149 | 36.2354 | 36.3209 | 36.311 | 36.5862
| T5/T6 | 28.9872 | 29.5987 | 29.988 | 29.744 | 29.8338 | 29.8658 | 30.8818 | 32.04 | 32.9794 | 32.8939 | 32.7514 | 32.4587 | 32.3199 | 32.9229 | 33.0242 | 33.0297 | 33.1258 | 33.2243 | 33.3177 | 33.4047 | 33.5863 | 33.6725 | 33.8524 | 33.9391
Strachan TS
| T12/T14 | 30.1558 | 31.9646 | 33.9238 | 34.9778 | 36.3662 | 36.9345 | 37.2894 | 38.0063 | 38.7078 | 39.1331 | 39.5198 | 39.9358 | 40.6247 | 41.4123 | 42.3661 | 43.3207 | 44.6495 | 45.8853 | 47.2992 | 48.2326 | 49.1683 | 49.9137 | 50.5625 | 51.3049
| T12/T14 | 28.3819 | 25.1592 | 24.3189 | 23.0833 | 23.6131 | 22.2982 | 22.8203 | 23.5001 | 24.1683 | 24.65 | 25.2011 | 25.7069 | 26.4533 | 27.2623 | 28.2126 | 29.0692 | 30.1124 | 31.0623 | 31.9104 | 32.9416 | 33.9743 | 34.9113 | 35.7522 | 36.4982
| T13/T15 | 43.9293 | 45.1628 | 46.492 | 41.7314 | 43.3405 | 44.7929 | 46.4175 | 48.2574 | 50.1661 | 51.602 | 53.075 | 54.4493 | 56.4966 | 58.7697 | 61.6149 | 64.8394 | 67.871 | 70.433 | 72.4122 | 74.567 | 76.6308 | 78.6918 | 80.749 | 82.7103
| T13/T15 | 36.3121 | 37.3264 | 40.4634 | 36.893 | 39.4548 | 39.8814 | 40.3968 | 41.1977 | 42.0779 | 42.5861 | 43.1473 | 43.6354 | 44.4982 | 45.4687 | 46.5178 | 47.6622 | 49.2749 | 50.7005 | 51.9253 | 52.8576 | 54.0757 | 55.1032 | 56.2225 | 57.0579
Back to main menu
The IRRP planning forecast accounts for the median weather gross forecast provided by the local distributors, savings from distributed generation and conservation and demand management, as well as extreme weather adjustments. Full details on the overall IRRP forecast methodology will be provided in the IRRP report, once finalized.
This document and the information contained herein is provided for informational purposes only. The IESO has prepared this document based on information currently available to the IESO and reasonable assumptions associated therewith, including relating to electricity supply and demand. The information, statements and conclusions contained herein are subject to risks, uncertainties and other factors, and actual results or circumstances may differ materially. The IESO provides no guarantee, representation, or warranty, express or implied, with respect to any statement or information contained herein and disclaims any liability in connection therewith. Readers are cautioned not to place undue reliance on forward-looking information contained in this document as actual results could differ materially from the plans, expectations, estimates, intentions and statements expressed herein. The IESO undertakes no obligation to revise or update any information contained in this document as a result of new information, future events or otherwise. In the event there is any conflict or inconsistency between this document and the IESO market rules, any IESO contract, any legislation or regulation, or any request for proposals or other procurement document, the terms in the market rules, or the subject contract, legislation, regulation, or procurement document, as applicable, govern.

## Table 9
Back to main menu
| Transformer Station | Table 9 Base Net Extreme Summer Weather Station Peak Demand Forecast, Coincident to Toronto Region (MW)
|  | 2024 | 2025 | 2026 | 2027 | 2028 | 2029 | 2030 | 2031 | 2032 | 2033 | 2034 | 2035 | 2036 | 2037 | 2038 | 2039 | 2040 | 2041 | 2042 | 2043 | 2044 | 2045 | 2046 | 2047
NORTH 230kV
Agincourt TS
| T5/T6 | 82.8104 | 82.7371 | 91.8291 | 96.6364 | 101.4157 | 106.1907 | 110.9431 | 112.39 | 114.3979 | 115.7285 | 116.805 | 118.683 | 120.4718 | 122.4207 | 124.3768 | 126.1354 | 128.826 | 130.7056 | 132.9658 | 134.8969 | 136.4569 | 138.111 | 139.9512 | 141.6983
Bathurst TS
| T1/T2 | 135.3931 | 134.6216 | 141.4634 | 147.5881 | 149.8997 | 149.1508 | 148.1532 | 146.0635 | 144.6995 | 145.89 | 146.2804 | 147.7549 | 149.3776 | 151.1534 | 153.1809 | 154.8383 | 156.7675 | 157.4223 | 158.7444 | 160.1066 | 161.1895 | 162.2832 | 163.6579 | 164.8451
| T3/T4 | 92.7847 | 93.0894 | 93.0601 | 92.5045 | 90.3532 | 88.8702 | 87.1321 | 85.8918 | 85.173 | 86.2678 | 86.8657 | 87.5516 | 88.3446 | 89.3938 | 90.815 | 92.0134 | 93.6714 | 94.787 | 96.3772 | 97.9356 | 99.1223 | 101.1491 | 103.3629 | 105.2045
Cavanagh MTS
| T1/T2 | 95.5791 | 95.9542 | 96.3515 | 96.6961 | 98.2349 | 101.4652 | 105.1675 | 109.0757 | 112.4625 | 114.1282 | 115.4758 | 117.1024 | 119.9422 | 122.8257 | 126.0629 | 128.9719 | 132.2446 | 134.3233 | 136.4023 | 138.5318 | 140.4797 | 142.6163 | 145.034 | 147.072
Fairchild TS
| T1/T2 | 113.4742 | 116.9445 | 119.4155 | 120.1303 | 121.9691 | 124.4554 | 125.9415 | 127.9203 | 130.6083 | 132.3391 | 133.6655 | 135.2007 | 137.0215 | 139.1739 | 141.9567 | 144.6602 | 148.0108 | 150.4587 | 153.4782 | 156.4472 | 158.8553 | 161.3568 | 164.0435 | 166.5421
| T3/T4 | 115.149 | 115.6003 | 116.2434 | 116.6 | 117.9865 | 119.646 | 121.0938 | 123.1076 | 125.7177 | 127.3668 | 128.6269 | 130.0079 | 131.7551 | 133.7308 | 136.5185 | 139.0351 | 142.2929 | 144.5528 | 147.4778 | 150.5418 | 153.0447 | 155.5472 | 158.1413 | 160.4536
Finch TS
| T1/T2 | 112.0341 | 111.7 | 111.828 | 111.0973 | 112.489 | 114.637 | 116.6086 | 119.1338 | 122.4409 | 124.8783 | 126.4584 | 128.5224 | 130.8077 | 133.1205 | 136.1109 | 139.0817 | 142.7903 | 144.5676 | 147.3833 | 150.0584 | 152.2654 | 154.6623 | 157.246 | 159.643
| T3/T4 | 169.3516 | 176.7429 | 184.193 | 183.812 | 185.0072 | 187.2467 | 189.2804 | 192.291 | 196.4941 | 199.401 | 201.2544 | 203.418 | 206.1376 | 208.8661 | 212.5829 | 216.2286 | 220.7089 | 223.0602 | 226.5621 | 230.0774 | 232.8445 | 235.8963 | 239.2282 | 242.1887
Leslie TS
| T1/T2 13.8 | 0 | 0 | 0 | 0 | 0 | 0 | 0 | 0 | 0 | 0 | 0 | 0 | 0 | 0 | 0 | 0 | 0 | 0 | 0 | 0 | 0 | 0 | 0 | 0
| T1/T2 27.6 | 101.0063 | 104.516 | 105.3949 | 106.7136 | 104.7469 | 103.4536 | 101.7369 | 100.4255 | 99.6426 | 103.5256 | 107.2332 | 111.1987 | 115.54 | 120.076 | 122.1105 | 123.9788 | 126.4051 | 128.0124 | 130.1926 | 132.4272 | 134.0974 | 135.862 | 137.8139 | 139.5758
| T3/T4 27.6 | 118.48 | 121.0406 | 115.1846 | 114.5194 | 112.2505 | 110.8503 | 109.2437 | 108.1732 | 107.6531 | 112.6802 | 117.5981 | 122.8481 | 128.591 | 135.301 | 138.8576 | 141.9634 | 145.3372 | 147.8023 | 151.031 | 154.3073 | 156.9245 | 159.4445 | 162.1508 | 164.667
Malvern TS
| T3/T4 | 103.9633 | 104.1685 | 104.6806 | 103.2727 | 103.5453 | 104.4275 | 105.23 | 106.6474 | 108.7076 | 109.7706 | 110.1843 | 110.9195 | 111.6948 | 112.704 | 114.0276 | 115.4944 | 117.3231 | 118.3421 | 120.7708 | 123.0624 | 124.7021 | 126.3431 | 128.1699 | 129.6267
EAST 230kV
Bermondsey TS
| T1/T2 | 41.023 | 48.6769 | 52.8818 | 86.12 | 89.3174 | 92.3701 | 92.4603 | 92.9663 | 94.0258 | 94.8036 | 95.2615 | 95.6155 | 96.1491 | 96.9819 | 98.5775 | 100.0603 | 101.7243 | 102.7563 | 103.9828 | 105.8305 | 107.3984 | 108.7791 | 110.2537 | 111.5413
| T3/T4 | 98.1211 | 99.2062 | 100.2721 | 101.0756 | 102.3738 | 103.4661 | 104.4743 | 106.1381 | 108.301 | 110.4776 | 112.0835 | 113.5376 | 114.4454 | 115.8007 | 117.5669 | 119.2346 | 121.4549 | 122.9539 | 125.0214 | 127.0524 | 128.7105 | 130.3675 | 132.3045 | 133.9612
Ellesmere TS
| T3/T4 | 132.9369 | 132.4851 | 142.9067 | 142.2048 | 150.2465 | 151.7454 | 153.2096 | 155.4561 | 158.488 | 160.4411 | 161.7323 | 163.2361 | 164.9637 | 167.1302 | 170.2416 | 172.9317 | 176.3596 | 178.7054 | 181.8124 | 184.8575 | 187.2489 | 189.7351 | 192.5956 | 195.0819
Leaside TS
| T19/T20/T21 13.8 | 32.8671 | 33.6062 | 34.3936 | 29.5712 | 28.9927 | 28.6814 | 28.2217 | 28.9668 | 29.8214 | 30.985 | 31.0019 | 31.145 | 31.2817 | 31.4992 | 31.8429 | 32.2137 | 32.676 | 32.9586 | 33.3375 | 33.7987 | 34.167 | 34.629 | 35.0907 | 35.4587
| T19/T20/T21 13.8 | 38.9188 | 38.7605 | 38.68 | 38.5231 | 37.7303 | 37.2956 | 36.7269 | 36.2564 | 36.1298 | 36.8006 | 37.2592 | 37.7315 | 38.3997 | 39.1637 | 40.0604 | 40.8974 | 41.9186 | 42.6688 | 43.6095 | 44.5359 | 45.2759 | 46.1097 | 46.9432 | 47.7759
| T19/T20/T21 27.6 | 72.0989 | 71.7482 | 71.6448 | 71.1118 | 69.7017 | 68.718 | 67.5582 | 66.6619 | 66.2379 | 67.2136 | 67.8818 | 68.5942 | 70.0561 | 71.504 | 73.1172 | 74.2317 | 75.6216 | 76.4678 | 77.7875 | 79.0815 | 80.1897 | 81.2988 | 82.5939 | 83.7011
Scarboro TS
| T21/T22 | 94.647 | 104.198 | 109.7844 | 113.5068 | 116.1603 | 117.8514 | 115.9988 | 114.837 | 114.2357 | 115.6165 | 116.5353 | 117.45 | 118.5377 | 119.8911 | 121.6673 | 123.5201 | 125.738 | 127.0487 | 128.9295 | 130.6724 | 132.1369 | 133.7899 | 135.6277 | 137.2814
| T23/T24 | 81.3469 | 81.5861 | 81.8595 | 81.7289 | 94.2821 | 92.9287 | 91.5981 | 90.7904 | 90.4641 | 91.8713 | 92.8905 | 93.8855 | 94.997 | 96.3939 | 98.2769 | 100.0365 | 102.1621 | 103.4698 | 105.2523 | 106.9978 | 108.4651 | 110.0276 | 111.59 | 113.1532
Sheppard TS
| T1/T2 | 58.885 | 59.6273 | 51.6554 | 53.0397 | 56.3547 | 59.224 | 61.7092 | 64.7799 | 67.2556 | 69.1979 | 71.0087 | 72.8083 | 74.4502 | 75.4756 | 76.9106 | 78.1256 | 79.7169 | 81.0649 | 82.6956 | 84.2015 | 85.3153 | 86.5258 | 87.8315 | 89.1483
| T5/T6 (was T3/T4) | 107.1281 | 107.0952 | 107.848 | 107.6866 | 108.7486 | 110.5441 | 112.1087 | 113.9083 | 116.3748 | 117.9803 | 119.2733 | 120.9933 | 122.7109 | 124.6348 | 127.1337 | 129.4054 | 132.2338 | 134.0287 | 136.4008 | 138.7398 | 140.9105 | 143.1722 | 145.5228 | 147.4774
Warden TS
| T3/T4 | 138.9102 | 137.8765 | 144.1489 | 148.3977 | 154.8034 | 160.9814 | 162.6705 | 165.0978 | 168.3777 | 170.4842 | 172.1813 | 173.8007 | 176.6183 | 179.6007 | 183.372 | 186.172 | 189.8078 | 192.3587 | 195.5785 | 199.3067 | 202.2835 | 205.5444 | 208.6105 | 211.4882
WEST 230kV
Horner TS
| T1/T2**Based on 2031 NA Estimated Split | 51.1948 | 60.135 | 74.5216 | 73.5886 | 72.8624 | 72.0453 | 71.4504 | 71.1427 | 71.1206 | 71.2328 | 71.2015 | 71.0853 | 71.1301 | 71.3562 | 71.7375 | 72.1948 | 72.7407 | 73.1161 | 73.5892 | 73.9443 | 74.302 | 74.6606 | 74.9253 | 75.3788
| T1/T2**Based on 2031 NA Estimated Split | 7.1191 | 7.1417 | 60.1511 | 59.4175 | 58.8697 | 58.2473 | 57.7249 | 57.5134 | 57.6289 | 57.7745 | 57.7257 | 57.7034 | 57.8109 | 58.1595 | 58.5574 | 59.0172 | 59.5665 | 59.942 | 60.3206 | 60.6795 | 61.0405 | 61.5903 | 62.0461 | 62.5024
| T3/T4**Based on 2031 NA Estimated Split | 136.7288 | 146.9736 | 121.7392 | 127.034 | 132.1319 | 136.4032 | 139.3964 | 144.0253 | 148.2162 | 151.0213 | 152.0557 | 153.3696 | 154.9182 | 157.3229 | 160.2326 | 162.9326 | 166.0897 | 168.2518 | 171.0808 | 173.7598 | 176.0675 | 178.4709 | 181.5318 | 183.9356
Manby TS
| T13/T14 | 54.9205 | 57.953 | 46.5117 | 48.024 | 49.6647 | 51.68 | 53.4549 | 55.4067 | 57.6405 | 58.593 | 59.4234 | 60.211 | 61.2667 | 62.4433 | 63.8759 | 65.3741 | 67.2421 | 68.2775 | 69.7861 | 71.2716 | 72.4744 | 73.7717 | 75.1616 | 76.5526
| T3/T4 | 57.8496 | 57.953 | 50.0817 | 50.0334 | 51.35 | 53.0478 | 54.6127 | 56.4612 | 58.5964 | 60.2153 | 61.5117 | 63.0378 | 64.6444 | 66.3753 | 70.0484 | 73.2302 | 76.5943 | 78.5659 | 80.8247 | 83.0567 | 84.3509 | 85.8333 | 87.408 | 88.9842
| T5/T6 | 60.3603 | 60.2256 | 55.5896 | 55.5591 | 56.4056 | 57.7371 | 58.8582 | 60.2956 | 62.1332 | 63.4599 | 64.4544 | 65.6762 | 66.8961 | 68.4349 | 70.2354 | 72.1079 | 74.3497 | 75.76 | 77.5505 | 79.5024 | 81.1714 | 82.8413 | 84.4165 | 85.8996
Rexdale TS
| T1/T2 | 76.5166 | 58.3183 | 58.5703 | 58.7582 | 58.3065 | 58.2778 | 58.1296 | 58.1004 | 58.7803 | 60.5831 | 62.1826 | 64.1315 | 66.1907 | 68.2132 | 70.4583 | 72.9893 | 75.7951 | 77.0165 | 78.807 | 80.5717 | 81.9604 | 83.821 | 85.4929 | 87.2599
| T1/T2 | 20.6047 | 48.2635 | 49.0356 | 49.7741 | 50.0498 | 50.2395 | 50.293 | 50.5178 | 51.3223 | 53.1448 | 54.6895 | 56.6721 | 58.6647 | 60.7088 | 62.9607 | 65.4022 | 68.2156 | 69.3436 | 71.0413 | 72.7157 | 74.1091 | 75.9747 | 77.46 | 79.136
Richview TS
| T1/T2 | 111.3901 | 110.4851 | 109.8101 | 108.5583 | 109.3158 | 110.861 | 112.0708 | 114.8584 | 118.1625 | 120.1901 | 120.7503 | 121.4328 | 122.3631 | 123.3911 | 124.9394 | 126.7854 | 128.9982 | 130.398 | 132.1835 | 134.0203 | 135.3892 | 136.8541 | 138.6011 | 140.0669
| T5/T6 | 107.5238 | 106.2594 | 113.6845 | 92.0189 | 92.3155 | 93.0493 | 93.8089 | 87.8609 | 90.2868 | 92.9432 | 94.1267 | 95.177 | 96.2091 | 97.2031 | 98.4061 | 98.6729 | 99.4012 | 99.6833 | 100.5339 | 101.4459 | 102.077 | 102.8964 | 103.9043 | 104.6317
| T7/T8 | 52.6647 | 49.7801 | 49.3483 | 48.6157 | 48.8264 | 49.3473 | 49.6918 | 50.3698 | 51.375 | 51.8356 | 52.0199 | 52.2301 | 52.5881 | 53.0284 | 53.6253 | 54.2701 | 55.0057 | 55.4727 | 56.2245 | 57.0517 | 57.5986 | 58.1467 | 58.8822 | 59.4308
LEASIDE 115kV
Basin TS
| T3/T5 | 21.4759 | 27.0167 | 29.6479 | 22.493 | 23.0755 | 23.5979 | 24.068 | 24.7877 | 25.5975 | 26.112 | 26.5224 | 26.8756 | 27.3786 | 27.9657 | 28.6712 | 29.3218 | 30.1575 | 30.7192 | 31.4704 | 32.2104 | 32.8572 | 33.6925 | 34.5268 | 35.2683
| T3/T5 | 27.3927 | 27.4455 | 27.1157 | 26.7428 | 26.735 | 26.8837 | 27.1133 | 27.5202 | 28.1281 | 28.4417 | 28.6441 | 28.8841 | 29.0897 | 29.4825 | 29.9959 | 30.4568 | 31.1029 | 31.4753 | 31.9429 | 32.4938 | 32.9516 | 33.315 | 33.8664 | 34.231
Bridgman TS
| T11/T12/T13/T14/T15 | 28.7895 | 28.9281 | 29.1341 | 29.2958 | 28.6922 | 28.3554 | 27.8831 | 27.6715 | 27.5696 | 27.9822 | 28.3775 | 28.806 | 29.2986 | 29.8819 | 30.6785 | 31.421 | 32.4421 | 33.1907 | 34.4084 | 35.4274 | 36.3528 | 37.185 | 38.0167 | 38.8492
| T11/T12/T13/T14/T15 | 38.2458 | 37.845 | 37.6487 | 37.2764 | 37.6585 | 38.0689 | 38.2425 | 37.5679 | 37.0467 | 37.4369 | 37.5836 | 37.8431 | 38.0975 | 38.5663 | 39.164 | 39.7192 | 40.5527 | 41.2086 | 41.9614 | 42.7926 | 43.4369 | 44.0814 | 44.8187 | 45.557
| T11/T12/T13/T14/T15 | 21.4345 | 21.1517 | 20.9273 | 20.7091 | 20.3236 | 19.9175 | 19.5569 | 19.3124 | 19.2413 | 19.578 | 19.8358 | 20.1454 | 20.406 | 20.9173 | 21.447 | 22.004 | 22.7468 | 23.308 | 23.9646 | 24.6127 | 25.0741 | 25.6287 | 26.1831 | 26.738
| T11/T12/T13/T14/T15 | 44.6552 | 45.2066 | 45.8554 | 45.56 | 44.7319 | 44.054 | 43.4706 | 43.0445 | 42.7904 | 43.4536 | 43.9425 | 44.4327 | 45.1179 | 45.85 | 46.9035 | 47.8308 | 49.0361 | 49.9724 | 51.0997 | 52.2088 | 53.131 | 54.0534 | 54.9752 | 55.8982
Carlaw TS
| T1/T2 | 16.2739 | 26.0136 | 25.8231 | 16.0089 | 15.5706 | 15.3205 | 15.0229 | 14.8104 | 14.6667 | 15.1071 | 15.61 | 16.1597 | 16.6614 | 17.3755 | 18.1148 | 19.3306 | 20.5457 | 21.5782 | 22.2374 | 22.9823 | 23.6348 | 24.1935 | 24.938 | 25.5888
| T1/T2 | 20.3424 | 20.5425 | 20.6176 | 20.6114 | 20.3009 | 20.1688 | 19.9986 | 19.8421 | 19.9656 | 20.5834 | 21.2522 | 21.951 | 22.7116 | 23.601 | 24.6176 | 25.5573 | 26.7745 | 27.7168 | 28.7505 | 29.7747 | 30.8928 | 32.0099 | 33.0336 | 33.9633
Cecil TS
| T1/T2 | 19.2455 | 25.7989 | 33.1595 | 35.5303 | 38.1757 | 40.7995 | 40.681 | 40.9006 | 41.1769 | 42.1067 | 42.6856 | 43.1763 | 42.9505 | 43.4947 | 44.0124 | 44.3954 | 44.4217 | 44.3475 | 44.4724 | 44.6748 | 44.7745 | 44.8731 | 45.0729 | 45.268
| T1/T2 | 32.0427 | 32.0769 | 20.2427 | 21.7552 | 22.699 | 23.8691 | 24.7743 | 25.8129 | 26.4838 | 26.8034 | 26.9261 | 27.1752 | 27.3887 | 27.6946 | 28.2177 | 28.5906 | 29.1407 | 29.5058 | 30.0634 | 30.6138 | 30.9772 | 31.429 | 31.8895 | 32.347
| T3/T4 | 31.5467 | 36.4912 | 29.6893 | 29.3553 | 29.8277 | 33.3982 | 34.0989 | 34.9019 | 35.9164 | 36.402 | 36.742 | 37.0977 | 37.5261 | 37.9913 | 38.6884 | 39.3343 | 40.2461 | 40.7037 | 41.8041 | 42.8949 | 43.6173 | 44.1609 | 44.8947 | 45.4463
| T3/T4 | 48.5105 | 44.3388 | 44.2448 | 44.2704 | 44.5539 | 42.2797 | 42.6922 | 43.3547 | 44.1699 | 44.6422 | 44.8469 | 45.1429 | 45.4403 | 45.8026 | 46.852 | 47.7694 | 48.7751 | 49.1466 | 49.7202 | 50.4594 | 50.9165 | 51.3726 | 52.3772 | 53.1989
Charles TS
| T1/T2 | 33.7445 | 33.3871 | 33.2476 | 32.8607 | 32.2287 | 33.3287 | 34.0537 | 34.8423 | 34.3266 | 34.42 | 34.3988 | 34.3076 | 35.0032 | 35.5884 | 36.1985 | 36.1664 | 36.3227 | 36.7934 | 37.2538 | 37.8018 | 38.1605 | 38.5218 | 38.9785 | 39.2438
| T1/T2 | 30.37 | 33.0544 | 34.5643 | 35.5631 | 36.0705 | 36.7982 | 36.234 | 35.8732 | 35.7654 | 36.1615 | 36.4343 | 36.7294 | 37.1094 | 37.5878 | 38.1929 | 38.7569 | 39.5072 | 40.075 | 41.1282 | 41.9689 | 42.7199 | 43.2751 | 43.8261 | 44.2852
| T3/T4 | 37.5689 | 38.0458 | 38.2951 | 38.4817 | 38.0981 | 37.429 | 36.6493 | 36.0793 | 35.6627 | 36.059 | 36.2307 | 36.4266 | 36.608 | 36.9879 | 37.4948 | 37.9598 | 38.6116 | 38.9811 | 39.5387 | 40.183 | 40.6384 | 41.0965 | 41.6496 | 42.1105
| T3/T4 | 51.6291 | 51.0235 | 50.6943 | 50.0478 | 48.9833 | 48.1531 | 47.3429 | 46.697 | 46.2484 | 46.7128 | 46.9167 | 47.1226 | 47.3396 | 47.7844 | 48.3643 | 49.019 | 49.7572 | 50.218 | 50.9632 | 51.6922 | 52.2352 | 52.7818 | 53.4223 | 53.9726
Dufferin TS
| T1/T3 | 33.1386 | 35.2626 | 36.8074 | 35.8099 | 35.87 | 35.7713 | 35.1049 | 34.7367 | 34.5094 | 34.8053 | 35.0645 | 35.2624 | 35.4763 | 35.9581 | 36.8539 | 37.781 | 38.6124 | 38.9885 | 39.4608 | 40.0118 | 40.377 | 40.8354 | 41.4798 | 42.0314
| T1/T3 | 27.5981 | 28.9731 | 30.4859 | 30.8948 | 30.9292 | 31.1055 | 30.6928 | 30.3589 | 30.2431 | 30.4546 | 30.6462 | 30.7847 | 31.0186 | 31.3243 | 31.761 | 32.225 | 32.7789 | 33.1541 | 33.7177 | 34.1767 | 34.5427 | 35.0017 | 35.3689 | 35.8285
| T2/T4 | 47.4604 | 47.3262 | 37.827 | 37.7158 | 36.957 | 36.4517 | 35.8722 | 35.498 | 35.3627 | 36.224 | 36.8507 | 37.5013 | 38.2624 | 39.2017 | 40.28 | 41.2999 | 42.5015 | 43.4338 | 44.6482 | 45.7542 | 46.767 | 47.6876 | 48.7943 | 49.8081
| T2/T4 | 32.4069 | 32.3756 | 42.2113 | 42.029 | 41.4037 | 40.9231 | 40.5721 | 40.3516 | 40.3874 | 41.0475 | 41.551 | 41.9791 | 43.2774 | 44.5769 | 45.8358 | 46.5781 | 47.409 | 48.1568 | 49.0018 | 49.9221 | 50.6565 | 51.3914 | 52.3127 | 53.0484
Duplex TS
| T1/T2 | 31.9478 | 33.1555 | 33.9477 | 34.6861 | 35.5446 | 36.2299 | 36.7584 | 37.56 | 38.4825 | 39.2431 | 39.7785 | 40.4345 | 41.1739 | 42.1189 | 43.0988 | 44.1265 | 45.4332 | 46.1855 | 47.1277 | 48.0542 | 48.8885 | 50.0064 | 51.0286 | 52.0514
| T1/T2 | 28.753 | 28.7348 | 28.741 | 28.734 | 29.1648 | 29.8423 | 30.3528 | 31.1044 | 31.9551 | 32.6378 | 33.2131 | 33.8231 | 34.5975 | 35.3685 | 36.3587 | 37.3889 | 38.604 | 39.2624 | 40.49 | 41.6091 | 42.5405 | 43.2821 | 44.0229 | 44.7642
| T3/T4 | 33.8647 | 17.4724 | 18.8483 | 19.6007 | 21.1647 | 22.257 | 23.553 | 24.4531 | 25.6225 | 26.4211 | 27.0339 | 27.7867 | 28.6883 | 29.5688 | 30.6628 | 31.6952 | 33.0078 | 33.7619 | 34.8005 | 35.8274 | 36.5716 | 37.5048 | 38.4372 | 39.3698
Esplanade TS
| T11/T12/T13 | 38.9814 | 38.6217 | 23.8174 | 21.5687 | 22.1078 | 22.9657 | 23.6774 | 24.524 | 26.767 | 28.5474 | 30.0065 | 31.282 | 32.5388 | 33.7203 | 34.2153 | 34.76 | 35.4883 | 36.0374 | 36.8643 | 37.6805 | 38.401 | 39.2137 | 40.0314 | 40.8442
| T11/T12/T13 | 45.4114 | 45.9499 | 46.2738 | 45.9051 | 46.2853 | 46.6723 | 46.9892 | 47.5948 | 48.4529 | 48.9383 | 49.1098 | 49.3362 | 49.5194 | 49.9593 | 50.5251 | 51.0759 | 51.813 | 52.2809 | 52.9425 | 53.6769 | 54.1348 | 54.6858 | 55.4213 | 55.8827
| T11/T12/T13 | 38.1777 | 38.7207 | 38.7884 | 38.8427 | 39.7 | 40.0974 | 40.4071 | 40.8734 | 41.7384 | 42.1413 | 42.2614 | 42.4541 | 42.6738 | 43.0378 | 43.5225 | 43.982 | 44.7153 | 45.0912 | 45.6585 | 46.3008 | 46.7568 | 47.2165 | 47.8598 | 48.319
Gerrard TS
| T1/T2 | 26.2182 | 27.319 | 28.3515 | 28.4439 | 29.0606 | 29.5166 | 29.8088 | 30.3454 | 30.9808 | 31.4553 | 31.6402 | 32.605 | 33.4616 | 34.2256 | 34.6481 | 36.2872 | 37.2177 | 37.8763 | 38.63 | 39.0874 | 39.3579 | 39.8171 | 41.0304 | 42.1494
| T1/T2 | 35.6325 | 35.3246 | 35.0924 | 34.7974 | 34.5637 | 34.2773 | 34.0403 | 34.0802 | 34.144 | 34.3318 | 34.4076 | 34.5283 | 34.6469 | 35.0448 | 35.4666 | 37.2298 | 37.6889 | 38.1589 | 38.63 | 39.0874 | 39.452 | 39.8171 | 40.2776 | 40.644
Glengrove TS
| T1/T3 | 25.4709 | 26.3571 | 24.7998 | 25.6122 | 26.0037 | 25.9942 | 26.0293 | 26.1636 | 26.3684 | 27.0769 | 27.916 | 28.7161 | 29.568 | 30.7623 | 32.1621 | 33.4959 | 35.1094 | 36.5187 | 37.9348 | 39.2431 | 40.5742 | 41.7053 | 42.9311 | 44.1564
| T2/T4 | 35.8672 | 35.8252 | 36.1186 | 36.2319 | 35.9862 | 35.9546 | 35.9852 | 36.1534 | 36.4192 | 37.3919 | 38.4568 | 39.4703 | 40.6701 | 42.1017 | 43.8474 | 45.435 | 47.3977 | 49.491 | 51.4829 | 53.3663 | 54.8504 | 56.2487 | 57.7387 | 59.229
Main TS
| T3/T4 | 25.6001 | 26.7503 | 27.468 | 27.9428 | 28.1372 | 28.4801 | 28.2569 | 28.1593 | 28.2533 | 28.8547 | 29.3785 | 29.969 | 30.6025 | 31.3914 | 32.416 | 33.2576 | 34.4789 | 35.4221 | 36.3616 | 37.3895 | 38.426 | 39.4614 | 40.4917 | 41.4263
| T3/T4 | 37.9794 | 37.8765 | 37.8708 | 37.947 | 37.4407 | 37.1916 | 36.9768 | 36.9249 | 37.0892 | 37.8582 | 38.6332 | 39.4609 | 40.3444 | 41.3987 | 42.8017 | 43.9251 | 45.4164 | 46.6408 | 47.9642 | 49.2674 | 50.3761 | 51.4848 | 52.6904 | 53.8031
Terauley TS
| T1/T4 | 33.6834 | 34.6724 | 35.2893 | 35.8493 | 36.9447 | 37.1623 | 38.5148 | 39.8774 | 41.2904 | 41.4808 | 41.5085 | 42.1903 | 42.7871 | 43.3358 | 43.5485 | 43.7298 | 44.0961 | 44.1899 | 44.4747 | 44.931 | 45.2003 | 45.6578 | 46.2082 | 46.7597
| T1/T4 | 37.6709 | 38.1914 | 23.5262 | 23.9667 | 24.9277 | 25.329 | 25.6765 | 26.1695 | 26.8579 | 27.2725 | 27.5775 | 27.9076 | 28.2133 | 28.6109 | 29.2185 | 29.7735 | 30.5138 | 30.8864 | 31.4486 | 32.0006 | 32.3656 | 32.9182 | 33.3778 | 33.931
| T2/T3 | 33.8933 | 35.8109 | 36.8236 | 37.3598 | 38.633 | 40.2917 | 40.928 | 41.6987 | 42.7241 | 43.388 | 43.6881 | 44.0696 | 44.5621 | 45.1065 | 45.8748 | 46.6141 | 47.6313 | 48.1902 | 49.0338 | 49.8614 | 50.5016 | 51.2371 | 51.9726 | 52.6162
| T2/T3 | 46.4852 | 48.8519 | 50.5301 | 52.0621 | 54.2253 | 54.472 | 54.7315 | 55.2148 | 56.1052 | 56.5474 | 56.7661 | 57.0368 | 57.2674 | 57.781 | 58.4369 | 59.1748 | 60.0973 | 60.5634 | 61.3155 | 62.0476 | 62.5922 | 63.2327 | 63.9663 | 64.5153
MANBY E 115kV
Fairbank TS
| T1/T3 | 62.7229 | 62.3305 | 62.4301 | 62.3137 | 63.3511 | 64.9642 | 66.2266 | 67.9076 | 69.9335 | 71.3497 | 72.4934 | 73.7205 | 75.1533 | 76.7742 | 78.6714 | 80.6257 | 82.9535 | 84.5516 | 86.5339 | 88.4869 | 90.1514 | 91.8166 | 93.6773 | 95.5396
| T2/T4 (to be T5/T6) | 72.6266 | 89.1672 | 90.0578 | 87.028 | 88.1498 | 89.9031 | 91.34 | 93.2222 | 95.6458 | 97.295 | 99.7652 | 102.1654 | 104.5101 | 107.4058 | 110.6074 | 113.6929 | 116.8537 | 118.9159 | 121.0699 | 123.1838 | 125.6891 | 128.0982 | 129.9301 | 131.6688
Runnymede TS
| T1/T2 | 69.2381 | 61.0185 | 65.1467 | 67.3763 | 69.8063 | 72.1746 | 74.4589 | 75.5311 | 77.0475 | 78.3467 | 79.443 | 80.5246 | 81.8879 | 83.6873 | 85.7776 | 87.8494 | 90.3965 | 92.3903 | 94.4952 | 96.559 | 98.3412 | 100.3935 | 102.3613 | 104.5059
| T5/T6 (was T3/T4) | 54.4342 | 53.7394 | 53.9762 | 54.1306 | 55.2852 | 56.7705 | 58.1603 | 59.6568 | 62.3718 | 64.5208 | 66.4293 | 67.6678 | 69.2248 | 71.0202 | 73.2578 | 75.2995 | 77.9808 | 79.9466 | 82.2775 | 84.4891 | 86.4237 | 88.3704 | 90.4908 | 92.5304
Wiltshire TS
| T1/T6 | 23.7747 | 30.3591 | 30.3581 | 30.2302 | 30.5447 | 30.9984 | 31.3925 | 31.9416 | 32.5948 | 33.081 | 33.4731 | 34.4618 | 35.3269 | 36.2833 | 36.7985 | 37.3557 | 37.909 | 38.4731 | 39.1321 | 39.778 | 40.3315 | 40.8847 | 41.4371 | 42.0848
| T7X/T2X | 18.4096 | 20.378 | 21.7138 | 22.7234 | 23.8349 | 24.3841 | 24.4706 | 24.6821 | 25.748 | 26.5418 | 27.2567 | 27.1518 | 27.1091 | 27.236 | 27.3871 | 27.8521 | 28.4082 | 28.7843 | 28.9728 | 29.1517 | 29.332 | 29.5122 | 29.6919 | 30.0606
| T7X/T2X | 22.3019 | 23.1852 | 23.4632 | 23.6364 | 24.2354 | 24.5816 | 24.763 | 25.1661 | 25.748 | 26.0609 | 26.3003 | 26.5821 | 26.9202 | 27.3303 | 27.7635 | 28.3226 | 28.8786 | 29.3487 | 29.9135 | 30.4683 | 31.0242 | 31.4859 | 31.947 | 32.409
MANBY W 115kV
Copeland MTS
| T1/T3 | 48.4099 | 47.4305 | 48.786 | 49.8551 | 51.4013 | 51.97 | 52.3308 | 53.0454 | 54.656 | 55.6327 | 56.387 | 56.3829 | 56.5199 | 56.6935 | 57.0017 | 57.3657 | 57.8221 | 58.3966 | 59.1546 | 59.8978 | 60.2701 | 60.6386 | 61.1888 | 61.5603
| T1/T3 | 33.7831 | 36.1502 | 38.3319 | 40.8924 | 44.0448 | 45.3454 | 45.4087 | 45.7953 | 46.3248 | 46.589 | 46.6557 | 46.7147 | 46.89 | 47.0798 | 47.3967 | 47.7599 | 48.215 | 48.5141 | 48.906 | 49.3752 | 49.7453 | 50.1123 | 50.4807 | 50.8502
| T2/T4 | 0 | 0 | 56.3205 | 55.8302 | 56.4 | 55.7954 | 55.1919 | 54.8809 | 54.7475 | 54.6279 | 54.3861 | 54.0336 | 53.8199 | 53.7285 | 53.6803 | 53.685 | 53.7818 | 54.6232 | 55.2889 | 55.7607 | 56.2221 | 56.5 | 56.6896 | 56.4303
| T2/T4 | 0 | 0 | 0 | 0 | 33.1987 | 32.8428 | 32.4875 | 32.3045 | 32.226 | 32.1555 | 32.0132 | 31.8058 | 31.68 | 31.6262 | 31.5978 | 31.6005 | 31.6046 | 31.624 | 31.645 | 31.7476 | 31.7543 | 31.7588 | 31.7642 | 32.4002
John TS
| T1/T2/T3/T4 | 34.13 | 34.9331 | 39.346 | 41.2931 | 43.251 | 45.097 | 46.7555 | 47.2127 | 47.9371 | 49.0593 | 49.9167 | 50.6528 | 50.6658 | 51.7916 | 52.0922 | 53.4029 | 54.6156 | 55.463 | 56.3144 | 57.1478 | 57.6976 | 57.7772 | 57.9513 | 58.2214
| T1/T2/T3/T4 | 0 | 0 | 0 | 0 | 0 | 0 | 0 | 0 | 0 | 0 | 0 | 0 | 0 | 0 | 0 | 0 | 0 | 0 | 0 | 0 | 0 | 0 | 0 | 0
| T1/T2/T3/T4 | 24.3639 | 24.1688 | 23.9498 | 23.7237 | 23.8322 | 24.1937 | 24.3817 | 24.6988 | 25.2001 | 25.4276 | 25.5694 | 25.7462 | 25.8897 | 27.641 | 28.9192 | 29.8567 | 30.6977 | 31.451 | 32.3007 | 32.481 | 32.3784 | 32.2762 | 32.3624 | 32.4497
| T1/T2/T3/T4 | 27.3451 | 28.9417 | 30.2894 | 31.4661 | 32.5609 | 32.8066 | 32.8914 | 33.1534 | 33.6317 | 33.8405 | 35.3459 | 36.6603 | 37.6746 | 38.3012 | 38.2449 | 38.2391 | 38.4192 | 38.7017 | 39.0811 | 39.9187 | 40.2848 | 40.8393 | 41.1115 | 41.4792
| T5/T6 | 32.2796 | 31.8866 | 31.5976 | 31.5654 | 32.0705 | 32.7098 | 32.8914 | 33.2484 | 33.8212 | 34.0296 | 34.0299 | 34.1417 | 34.2412 | 35.0937 | 35.4189 | 35.6961 | 36.1593 | 36.3476 | 36.8209 | 37.2826 | 37.5552 | 37.9222 | 38.3833 | 38.8456
| T5/T6 | 36.5972 | 36.9641 | 37.2328 | 36.727 | 36.9742 | 37.355 | 38.8195 | 40.1831 | 41.5897 | 41.7807 | 41.7383 | 41.6976 | 41.7575 | 42.6408 | 42.8606 | 43.1368 | 43.5041 | 43.6924 | 44.1663 | 44.6261 | 44.9909 | 45.3561 | 45.8154 | 46.1821
Strachan TS
| T12/T14 | 29.8798 | 31.3813 | 33.0237 | 33.7975 | 34.9603 | 35.6349 | 35.9823 | 36.6091 | 37.3541 | 37.823 | 38.0807 | 38.4637 | 38.9373 | 39.5126 | 40.2198 | 40.8705 | 42.1812 | 43.0302 | 44.3546 | 45.1898 | 45.9321 | 46.3897 | 46.9415 | 47.494
| T12/T14 | 29.2396 | 25.3788 | 24.0646 | 22.3947 | 22.6988 | 21.4608 | 21.8851 | 22.4157 | 23.1147 | 23.6272 | 24.0662 | 24.4595 | 24.9084 | 25.5166 | 26.1476 | 26.8985 | 27.6458 | 28.3069 | 28.9682 | 29.905 | 30.7479 | 31.4957 | 32.053 | 32.6106
| T13/T15 | 41.0848 | 41.0695 | 35.4198 | 35.5439 | 36.3789 | 37.5314 | 38.5454 | 39.7414 | 41.0603 | 42.004 | 42.72 | 43.5475 | 44.4725 | 45.5109 | 47.1608 | 49.1397 | 51.1115 | 52.2442 | 53.2825 | 54.3986 | 55.3273 | 56.3507 | 57.3729 | 58.3958
| T13/T15 | 39.2706 | 39.7005 | 36.6699 | 38.3176 | 40.5336 | 41.1249 | 41.6014 | 42.2864 | 43.206 | 43.7541 | 44.1698 | 44.6026 | 45.0451 | 45.7014 | 46.4952 | 47.3338 | 48.7364 | 49.6795 | 50.8131 | 51.5505 | 52.3854 | 53.315 | 54.1486 | 54.7934
Back to main menu
The IRRP planning forecast accounts for the median weather gross forecast provided by the local distributors, savings from distributed generation and conservation and demand management, as well as extreme weather adjustments. Full details on the overall IRRP forecast methodology will be provided in the IRRP report, once finalized.
This document and the information contained herein is provided for informational purposes only. The IESO has prepared this document based on information currently available to the IESO and reasonable assumptions associated therewith, including relating to electricity supply and demand. The information, statements and conclusions contained herein are subject to risks, uncertainties and other factors, and actual results or circumstances may differ materially. The IESO provides no guarantee, representation, or warranty, express or implied, with respect to any statement or information contained herein and disclaims any liability in connection therewith. Readers are cautioned not to place undue reliance on forward-looking information contained in this document as actual results could differ materially from the plans, expectations, estimates, intentions and statements expressed herein. The IESO undertakes no obligation to revise or update any information contained in this document as a result of new information, future events or otherwise. In the event there is any conflict or inconsistency between this document and the IESO market rules, any IESO contract, any legislation or regulation, or any request for proposals or other procurement document, the terms in the market rules, or the subject contract, legislation, regulation, or procurement document, as applicable, govern.

## Table 10
Back to main menu
| Transformer Station | Table 10 High Electrification Net Extreme Winter Weather Station Peak Demand Forecast, Coincident to Toronto Region (MW)
|  | 2024 | 2025 | 2026 | 2027 | 2028 | 2029 | 2030 | 2031 | 2032 | 2033 | 2034 | 2035 | 2036 | 2037 | 2038 | 2039 | 2040 | 2041 | 2042 | 2043 | 2044 | 2045 | 2046 | 2047
NORTH 230kV
Agincourt TS
| T5/T6 | 71.9647 | 74.1074 | 84.1915 | 90.5078 | 96.3316 | 101.4985 | 106.8153 | 110.198 | 113.6467 | 116.5503 | 119.5742 | 123.6303 | 127.5467 | 131.4055 | 135.273 | 139.2608 | 142.6394 | 142.7726 | 142.9948 | 143.1251 | 143.3684 | 143.514 | 143.7483 | 143.9926
Bathurst TS
| T1/T2 | 121.7416 | 123.1156 | 132.2001 | 140.6421 | 145.2182 | 145.7955 | 146.5813 | 147.2111 | 147.7842 | 150.0134 | 152.0004 | 155.9126 | 159.2324 | 162.2327 | 165.1092 | 168.0064 | 170.7787 | 170.8791 | 171.0726 | 171.1172 | 171.173 | 171.2822 | 171.279 | 171.4039
| T3/T4 | 88.5301 | 90.9502 | 93.141 | 94.6858 | 94.7203 | 94.4523 | 94.4294 | 95.8451 | 97.3143 | 100.009 | 102.6311 | 105.2339 | 107.9462 | 110.8873 | 114.096 | 117.4157 | 120.5274 | 120.7759 | 121.0233 | 121.2315 | 121.4473 | 121.6338 | 121.8067 | 122.0036
Cavanagh MTS
| T1/T2 | 108.7139 | 111.5328 | 114.89 | 117.8679 | 121.4694 | 125.9733 | 133.083 | 141.569 | 148.8354 | 153.2233 | 157.5518 | 162.3146 | 168.4389 | 174.1095 | 179.7077 | 185.2194 | 190.0825 | 190.3448 | 190.6574 | 191.0307 | 191.2867 | 191.549 | 191.8862 | 192.1483
Fairchild TS
| T1/T2 | 118.0651 | 123.8521 | 128.9309 | 132.0989 | 135.8145 | 139.1437 | 141.948 | 146.5136 | 151.1371 | 155.0523 | 161.4589 | 167.6701 | 173.4984 | 179.1441 | 184.6142 | 189.9905 | 194.3402 | 194.5833 | 194.9113 | 195.0981 | 195.2993 | 195.5276 | 195.7488 | 195.981
| T3/T4 | 99.0423 | 102.0501 | 105.258 | 107.9896 | 110.8405 | 112.9866 | 115.3693 | 119.1333 | 123.0591 | 126.2638 | 129.6491 | 133.5596 | 137.7246 | 142.1261 | 146.789 | 151.5503 | 155.0301 | 155.3404 | 155.5459 | 155.7152 | 155.896 | 156.1935 | 156.3899 | 156.595
Finch TS
| T1/T2 | 105.0028 | 106.8007 | 109.0403 | 110.6623 | 113.3953 | 116.1668 | 119.1632 | 123.5865 | 128.227 | 132.1675 | 135.9004 | 139.6038 | 143.6024 | 147.7958 | 152.4465 | 156.9868 | 161.2801 | 161.6418 | 161.8877 | 162.1029 | 162.3172 | 162.5574 | 162.8675 | 163.0935
| T3/T4 | 145.9362 | 156.3272 | 166.9741 | 170.2868 | 173.9173 | 177.3719 | 181.2293 | 187.3943 | 193.7444 | 199.1399 | 204.4107 | 209.4522 | 214.8931 | 220.7653 | 227.1351 | 233.4771 | 239.5416 | 239.9938 | 240.3196 | 240.5997 | 240.8788 | 241.2889 | 241.573 | 241.8697
Leslie TS
| T1/T2 13.8 | 0 | 0 | 0 | 0 | 0 | 0 | 0 | 0 | 0 | 0 | 0 | 0 | 0 | 0 | 0 | 0 | 0 | 0 | 0 | 0 | 0 | 0 | 0 | 0
| T1/T2 27.6 | 67.4296 | 73.0892 | 76.5703 | 80.1164 | 80.9912 | 81.6429 | 82.1212 | 83.8183 | 85.5078 | 89.4421 | 93.5334 | 97.8989 | 103.0905 | 108.0189 | 111.5691 | 115.2271 | 118.1499 | 118.363 | 118.5517 | 118.7255 | 118.9095 | 119.1116 | 119.4007 | 119.6029
| T3/T4 27.6 | 183.535 | 188.1969 | 186.4591 | 188.166 | 187.3239 | 186.0256 | 185.2685 | 186.6144 | 188.058 | 196.2622 | 204.5799 | 213.4295 | 222.8931 | 232.6338 | 238.6743 | 244.8333 | 249.8054 | 250.1146 | 250.3726 | 250.5998 | 250.8488 | 251.1366 | 251.4054 | 251.6944
Malvern TS
| T3/T4 | 94.5901 | 95.9907 | 97.7631 | 97.5878 | 98.3662 | 98.9667 | 99.812 | 101.8201 | 103.7491 | 105.0876 | 106.2855 | 107.1812 | 108.4735 | 109.9458 | 111.7295 | 113.518 | 115.1652 | 115.3591 | 115.3366 | 115.3146 | 115.3056 | 115.3193 | 115.3419 | 115.3777
EAST 230kV
Bermondsey TS
| T1/T2 | 30.0892 | 40.1754 | 46.5243 | 85.0205 | 89.8373 | 94.0672 | 95.2599 | 97.3613 | 99.6145 | 101.6883 | 103.7076 | 106.0743 | 108.477 | 111.2066 | 114.0851 | 116.9618 | 119.194 | 119.3225 | 119.5366 | 119.587 | 119.6607 | 119.7379 | 119.9211 | 120.0095
| T3/T4 | 93.8864 | 97.3206 | 100.7519 | 103.5686 | 106.2976 | 107.9668 | 110.0867 | 113.5076 | 116.8759 | 121.7178 | 126.0816 | 130.369 | 133.5689 | 137.1484 | 141.0073 | 144.8644 | 148.0605 | 148.3417 | 148.5151 | 148.6037 | 148.8162 | 148.9377 | 149.1678 | 149.3031
Ellesmere TS
| T3/T4 | 128.7529 | 130.6795 | 143.2739 | 145.3989 | 154.7965 | 157.0529 | 159.7174 | 164.3688 | 168.9343 | 172.83 | 176.4926 | 180.3985 | 184.7788 | 189.4574 | 194.6254 | 199.7804 | 204.0591 | 204.3313 | 204.6013 | 204.8282 | 205.0619 | 205.315 | 205.5612 | 205.8185
Leaside TS
| T19/T20/T21 13.8 | 33.203 | 34.3969 | 35.7621 | 31.4845 | 31.3813 | 31.3074 | 31.3874 | 31.7385 | 32.2777 | 35.1685 | 37.7123 | 39.8163 | 40.7741 | 41.7205 | 42.8165 | 43.924 | 44.8217 | 44.9437 | 44.9601 | 44.9708 | 44.9836 | 44.9978 | 45.1073 | 45.1172
| T19/T20/T21 13.8 | 38.601 | 39.743 | 40.9711 | 41.9793 | 42.4628 | 42.8418 | 43.2896 | 47.368 | 51.1463 | 55.2922 | 57.2385 | 59.1993 | 61.1612 | 63.3428 | 65.6074 | 67.8912 | 69.9563 | 70.135 | 70.2026 | 70.356 | 70.4174 | 70.5756 | 70.7343 | 70.7906
| T19/T20/T21 27.6 | 75.6744 | 77.4686 | 79.5381 | 81.0874 | 81.5913 | 82.0003 | 82.5479 | 84.572 | 86.5848 | 89.79 | 92.9407 | 96.0557 | 99.1726 | 102.5868 | 106.1353 | 109.7144 | 113.1533 | 113.4565 | 113.6387 | 113.8056 | 114.0723 | 114.2472 | 114.4231 | 114.5864
Scarboro TS
| T21/T22 | 101.4723 | 113.3126 | 121.2869 | 127.3834 | 132.0361 | 135.1683 | 135.0403 | 136.5933 | 138.4106 | 141.7529 | 144.856 | 147.8632 | 151.1746 | 154.8065 | 158.6906 | 162.6657 | 166.2743 | 166.5173 | 166.7461 | 166.8471 | 167.0538 | 167.1639 | 167.3634 | 167.4624
| T23/T24 | 77.2585 | 79.6745 | 82.1361 | 84.1907 | 98.8294 | 99.2276 | 99.7577 | 101.8662 | 106.1437 | 111.3429 | 116.0576 | 119.189 | 122.6745 | 126.3221 | 130.2712 | 134.2183 | 137.8138 | 138.0968 | 138.2726 | 138.5164 | 138.7686 | 138.9242 | 139.1699 | 139.3159
Sheppard TS
| T1/T2 | 68.2265 | 71.0298 | 64.9995 | 68.3922 | 73.5022 | 77.6618 | 81.7509 | 86.1258 | 89.9699 | 93.326 | 96.8171 | 100.5231 | 104.452 | 108.4488 | 112.6522 | 116.8539 | 120.7147 | 120.9899 | 121.1492 | 121.4008 | 121.6619 | 121.9291 | 122.19 | 122.3573
| T5/T6 (was T3/T4) | 88.1406 | 90.2114 | 93.1043 | 95.0651 | 97.5534 | 99.7876 | 102.1614 | 105.8179 | 109.6173 | 112.7378 | 116.1169 | 119.5951 | 123.3289 | 127.1685 | 131.2362 | 135.4087 | 139.134 | 139.3721 | 139.5962 | 139.704 | 139.9267 | 140.1567 | 140.3797 | 140.5109
Warden TS
| T3/T4 | 151.1011 | 154.1292 | 164.7662 | 173.1943 | 182.7033 | 190.8887 | 195.1999 | 202.0784 | 208.8998 | 214.931 | 220.9133 | 227.2325 | 233.8674 | 240.8331 | 248.4377 | 256.0073 | 262.7725 | 263.2216 | 263.654 | 263.9858 | 264.3402 | 264.5938 | 264.9868 | 265.377
WEST 230kV
Horner TS
| T1/T2**Based on 2031 NA Estimated Split | 51.9007 | 61.2787 | 76.078 | 75.5206 | 75.184 | 74.8132 | 74.5437 | 74.8217 | 75.1707 | 75.5738 | 75.9024 | 76.4332 | 76.9833 | 77.7828 | 78.7075 | 79.6296 | 80.1377 | 80.1313 | 80.1166 | 80.1016 | 80.0801 | 79.9622 | 79.9286 | 79.9092
| T1/T2**Based on 2031 NA Estimated Split | 7.3847 | 7.6212 | 61.4555 | 61.0635 | 60.868 | 60.563 | 60.4382 | 60.756 | 61.0518 | 61.4887 | 61.8643 | 62.4574 | 63.0475 | 63.7627 | 64.6766 | 65.4925 | 65.9958 | 66.0075 | 66.0122 | 66.0168 | 66.0158 | 66.0142 | 66.0031 | 66.0037
| T3/T4**Based on 2031 NA Estimated Split | 141.3489 | 155.8231 | 134.4658 | 143.8633 | 152.0699 | 158.0378 | 163.3888 | 171.3281 | 178.0922 | 183.9805 | 189.5624 | 195.1793 | 201.156 | 207.5169 | 214.3072 | 221.1933 | 227.8105 | 228.2878 | 228.74 | 229.1902 | 229.6203 | 230.1422 | 230.5338 | 230.9653
Manby TS
| T13/T14 | 65.5054 | 70.0717 | 58.4824 | 61.417 | 64.0906 | 66.7079 | 68.4184 | 70.9276 | 73.6053 | 75.9688 | 78.1984 | 80.7355 | 83.464 | 86.3367 | 89.39 | 92.4435 | 94.7406 | 94.9302 | 95.0261 | 95.0883 | 95.1713 | 95.3792 | 95.4778 | 95.6831
| T3/T4 | 43.0494 | 44.9729 | 39.5975 | 41.4464 | 43.8201 | 46.2731 | 48.8564 | 52.1755 | 55.6646 | 58.8177 | 61.9594 | 65.4169 | 69.0405 | 72.6844 | 76.4963 | 80.4066 | 83.572 | 83.8806 | 84.0947 | 84.2785 | 84.4801 | 84.8026 | 85.0171 | 85.3364
| T5/T6 | 60.1242 | 61.5689 | 58.1778 | 59.8113 | 61.8052 | 63.6624 | 65.888 | 68.79 | 71.8597 | 74.7091 | 77.3285 | 80.4464 | 83.6564 | 86.9136 | 90.4484 | 93.9842 | 96.7625 | 96.9479 | 97.1356 | 97.1929 | 97.3669 | 97.5707 | 97.7601 | 97.9613
Rexdale TS
| T1/T2 | 81.0568 | 65.3529 | 66.5999 | 67.866 | 68.409 | 69.1602 | 70.2916 | 72.0385 | 74.1398 | 77.2973 | 80.3224 | 83.3369 | 86.4259 | 89.6354 | 93.0929 | 96.5537 | 99.6587 | 99.8941 | 100.027 | 100.2347 | 100.4269 | 100.5558 | 100.7442 | 100.8537
| T1/T2 | 18.3686 | 46.2741 | 48.1986 | 50.2023 | 51.9459 | 53.4879 | 57.8577 | 62.7206 | 67.7363 | 71.2054 | 74.5496 | 77.9859 | 81.4873 | 85.0008 | 88.7538 | 92.5101 | 96.0114 | 96.2527 | 96.3915 | 96.6058 | 96.8053 | 97.0378 | 97.2333 | 97.4465
Richview TS
| T1/T2 | 133.9424 | 135.4433 | 137.3941 | 138.5318 | 141.0148 | 143.0686 | 145.4401 | 149.602 | 153.818 | 156.8993 | 159.9065 | 162.6705 | 165.7886 | 169.3185 | 173.258 | 177.3108 | 181.2426 | 181.5785 | 181.9061 | 182.1919 | 182.3822 | 182.6654 | 182.955 | 183.2281
| T5/T6 | 114.6746 | 114.3379 | 123.3701 | 101.4161 | 102.0149 | 102.4018 | 102.9716 | 95.9656 | 97.569 | 98.3261 | 99.0808 | 99.7903 | 100.6675 | 101.7047 | 103.1207 | 104.546 | 105.8593 | 105.9682 | 105.9776 | 106.0576 | 106.1373 | 106.1217 | 106.2045 | 106.1837
| T7/T8 | 71.6846 | 68.6437 | 68.3922 | 67.9117 | 68.1753 | 68.2025 | 68.4538 | 69.1957 | 70.0223 | 70.2878 | 70.3894 | 70.5857 | 70.8085 | 71.2122 | 71.9381 | 72.5751 | 73.1046 | 73.1437 | 73.1795 | 73.1987 | 73.1231 | 73.1418 | 73.1631 | 73.0838
LEASIDE 115kV
Basin TS
| T3/T5 | 25.2045 | 31.3247 | 34.8583 | 28.7246 | 29.8407 | 30.6864 | 31.7768 | 33.3094 | 34.8139 | 36.1483 | 37.404 | 38.6906 | 40.0231 | 41.5534 | 43.0388 | 44.6274 | 46.0963 | 46.1134 | 46.2435 | 46.3615 | 46.4773 | 46.5865 | 46.6901 | 46.702
| T3/T5 | 33.0111 | 33.1802 | 33.0293 | 32.9801 | 32.9818 | 33.0548 | 33.3045 | 33.8171 | 34.3079 | 34.6337 | 34.9909 | 35.2914 | 35.6425 | 36.1853 | 36.7768 | 37.2723 | 37.7513 | 37.6841 | 37.7275 | 37.6625 | 37.695 | 37.7222 | 37.647 | 37.6756
Bridgman TS
| T11/T12/T13/T14/T15 | 31.8384 | 32.8396 | 33.811 | 34.719 | 34.8902 | 35.0127 | 35.1979 | 35.829 | 36.5413 | 37.7645 | 38.9155 | 40.4173 | 41.9617 | 43.5923 | 45.2827 | 47.0727 | 48.3268 | 48.4265 | 48.5118 | 48.5941 | 48.584 | 48.6794 | 48.7705 | 48.8671
| T11/T12/T13/T14/T15 | 37.646 | 38.176 | 38.8011 | 39.2476 | 42.0676 | 44.6781 | 47.4194 | 47.8371 | 48.332 | 49.5416 | 50.561 | 51.9237 | 53.248 | 54.7798 | 56.3861 | 58.0917 | 59.2487 | 59.3273 | 59.2922 | 59.3501 | 59.4123 | 59.4864 | 59.5554 | 59.6313
| T11/T12/T13/T14/T15 | 22.2972 | 22.372 | 22.6085 | 22.7435 | 22.5291 | 22.2897 | 22.1943 | 22.1613 | 22.3146 | 22.7755 | 23.2911 | 23.9796 | 24.7912 | 25.6539 | 26.5517 | 27.451 | 27.8363 | 27.879 | 27.9135 | 27.9464 | 27.9813 | 28.0217 | 28.0597 | 28.101
| T11/T12/T13/T14/T15 | 46.2538 | 48.3358 | 50.6146 | 51.7263 | 52.2356 | 52.7655 | 53.3835 | 54.8662 | 56.3223 | 58.4961 | 60.5568 | 62.9466 | 65.306 | 67.896 | 70.5792 | 73.2671 | 75.5832 | 75.7267 | 75.8478 | 75.9642 | 76.0861 | 76.2229 | 76.4485 | 76.5871
Carlaw TS
| T1/T2 | 19.4917 | 29.5811 | 29.9779 | 20.8649 | 20.772 | 20.7488 | 20.7695 | 21.0373 | 21.4028 | 22.1637 | 23.0926 | 24.1925 | 25.415 | 26.6761 | 27.9681 | 29.3439 | 30.096 | 30.1922 | 30.2065 | 30.3091 | 30.3093 | 30.316 | 30.4245 | 30.4342
| T1/T2 | 28.6155 | 30.1973 | 32.0172 | 33.5653 | 34.5535 | 35.4705 | 36.5426 | 38.3564 | 40.1668 | 42.6675 | 45.1135 | 47.8021 | 50.636 | 53.5461 | 56.5189 | 59.5623 | 61.9396 | 62.1263 | 62.3431 | 62.4464 | 62.5368 | 62.736 | 62.9472 | 63.0559
Cecil TS
| T1/T2 | 14.1596 | 20.2172 | 27.4484 | 29.5631 | 32.0808 | 34.3916 | 34.2559 | 34.4321 | 34.5761 | 36.3224 | 37.6169 | 38.4824 | 38.5697 | 38.9354 | 39.0793 | 39.315 | 39.4582 | 39.4256 | 39.4786 | 39.4354 | 39.3843 | 39.3496 | 39.2989 | 39.2464
| T1/T2 | 30.9378 | 31.4811 | 27.4484 | 21.9611 | 23.154 | 24.1845 | 25.1453 | 26.5072 | 27.2969 | 27.8563 | 28.349 | 28.8844 | 29.4467 | 30.0824 | 30.7569 | 31.4339 | 32.1108 | 32.0843 | 32.1442 | 32.1996 | 32.2482 | 32.31 | 32.3585 | 32.3153
| T3/T4 | 28.6102 | 34.2731 | 28.5004 | 28.7184 | 29.4772 | 33.0123 | 33.8003 | 35.0697 | 36.3049 | 37.2328 | 38.0713 | 38.9351 | 39.8343 | 40.8325 | 41.9741 | 43.1197 | 44.175 | 44.2292 | 44.2776 | 44.4101 | 44.4428 | 44.494 | 44.6169 | 44.6473
| T3/T4 | 45.2914 | 41.9749 | 50.1148 | 43.453 | 44.0762 | 41.7481 | 42.3643 | 43.5411 | 44.6759 | 45.6079 | 46.4306 | 47.2654 | 48.0541 | 49.0532 | 50.1156 | 51.2725 | 52.2481 | 52.2956 | 52.4268 | 52.46 | 52.4823 | 52.6166 | 52.6389 | 52.6586
Charles TS
| T1/T2 | 50.4828 | 50.7433 | 51.2585 | 51.4591 | 51.1277 | 54.7747 | 58.3523 | 62.3145 | 62.5517 | 63.5135 | 64.369 | 65.3441 | 66.9887 | 68.4756 | 69.7615 | 71.0591 | 72.1399 | 72.2429 | 72.2233 | 72.2982 | 72.2797 | 72.3729 | 72.3609 | 72.4684
| T1/T2 | 31.1256 | 34.8792 | 37.5824 | 39.5512 | 41.1336 | 42.6141 | 43.0181 | 44.0411 | 45.1478 | 46.6651 | 48.0988 | 49.6655 | 51.274 | 52.9906 | 54.7839 | 56.586 | 58.2746 | 58.3963 | 58.4999 | 58.5986 | 58.8021 | 58.9151 | 59.0234 | 59.1478
| T3/T4 | 38.2746 | 39.0082 | 39.7361 | 40.2955 | 40.3972 | 39.8078 | 39.3132 | 39.3187 | 39.21 | 39.7215 | 40.167 | 40.663 | 41.2005 | 41.8294 | 42.5203 | 43.3189 | 43.9069 | 43.9478 | 43.8749 | 43.8989 | 43.9269 | 43.9621 | 43.9938 | 44.0377
| T3/T4 | 50.3729 | 50.6346 | 51.0431 | 51.2465 | 50.8121 | 50.4094 | 50.1191 | 50.406 | 50.7785 | 51.6685 | 52.4714 | 53.4081 | 54.3968 | 55.5044 | 56.6938 | 57.9931 | 58.9779 | 59.0987 | 59.1009 | 59.1986 | 59.2014 | 59.3139 | 59.322 | 59.3466
Dufferin TS
| T1/T3 | 37.981 | 40.7492 | 42.9725 | 42.5512 | 43.2058 | 43.2688 | 43.0432 | 43.3654 | 43.6689 | 44.4842 | 45.2385 | 46.1387 | 47.0649 | 48.0913 | 49.1894 | 50.2903 | 51.2765 | 51.2667 | 51.2575 | 51.3342 | 51.3173 | 51.2999 | 51.2741 | 51.3544
| T1/T3 | 29.1843 | 31.0226 | 33.1183 | 33.9205 | 34.5647 | 35.0271 | 34.8815 | 35.2162 | 35.5354 | 36.1676 | 36.8467 | 37.5838 | 38.342 | 39.182 | 40.1761 | 41.0768 | 41.7702 | 41.7799 | 41.8858 | 41.8879 | 41.8917 | 41.8949 | 41.8912 | 41.8969
| T2/T4 | 50.8138 | 52.933 | 45.2075 | 47.1676 | 48.3707 | 49.4501 | 50.7191 | 53.1638 | 55.4817 | 58.6999 | 61.7327 | 64.9787 | 68.2488 | 71.658 | 75.1744 | 78.7946 | 82.196 | 82.41 | 82.7196 | 82.9171 | 83.1169 | 83.3148 | 83.5928 | 83.7937
| T2/T4 | 35.4972 | 37.5753 | 49.3727 | 51.1818 | 52.5423 | 53.7671 | 55.0914 | 57.6265 | 60.1294 | 63.1483 | 66.0733 | 69.1119 | 72.1789 | 75.3942 | 78.8181 | 82.2496 | 85.3648 | 85.668 | 85.8754 | 86.0658 | 86.2587 | 86.4498 | 86.6257 | 86.8201
Duplex TS
| T1/T2 | 35.5998 | 37.7556 | 39.7264 | 41.5055 | 43.3228 | 44.7254 | 46.1807 | 48.2511 | 50.3923 | 52.3709 | 54.277 | 56.4178 | 58.5467 | 60.7524 | 63.1419 | 65.5141 | 67.5576 | 67.7085 | 67.7519 | 67.8814 | 68.009 | 68.0487 | 68.1894 | 68.2264
| T1/T2 | 30.7359 | 31.5142 | 32.5126 | 33.3652 | 34.5587 | 35.7606 | 37.1007 | 38.8933 | 40.7613 | 42.4602 | 44.197 | 45.9844 | 48.6121 | 50.8199 | 52.9079 | 54.9816 | 56.7329 | 56.8096 | 56.9732 | 57.0319 | 57.0893 | 57.1533 | 57.3173 | 57.3787
| T3/T4 | 34.9789 | 19.4406 | 21.7428 | 23.416 | 25.6949 | 27.1899 | 29.1924 | 31.0952 | 33.076 | 34.8815 | 36.5401 | 38.4491 | 40.4136 | 42.4302 | 44.6048 | 46.6716 | 48.5177 | 48.6112 | 48.6967 | 48.8708 | 48.9473 | 49.0295 | 49.2108 | 49.2905
Esplanade TS
| T11/T12/T13 | 35.0992 | 35.8942 | 36.7793 | 21.784 | 22.9547 | 24.1431 | 25.3789 | 27.0234 | 28.8044 | 30.3246 | 31.7535 | 33.505 | 35.3039 | 37.2857 | 39.2969 | 41.3978 | 43.0142 | 43.2431 | 43.3724 | 43.5893 | 43.7039 | 43.9204 | 44.0319 | 44.2421
| T11/T12/T13 | 38.13 | 39.3772 | 40.6205 | 40.5633 | 41.1698 | 41.4013 | 41.8434 | 42.7643 | 43.6155 | 44.2157 | 44.5997 | 45.1237 | 45.6345 | 46.2702 | 47.1382 | 47.9961 | 48.7193 | 48.7616 | 48.794 | 48.8237 | 48.8402 | 48.8705 | 48.8843 | 48.8189
| T11/T12/T13 | 37.2501 | 38.2162 | 39.084 | 39.3426 | 40.3334 | 40.4833 | 40.8428 | 41.5815 | 42.3434 | 42.8539 | 43.1522 | 43.5025 | 43.9277 | 44.3835 | 45.1553 | 45.8268 | 46.4554 | 46.4999 | 46.4446 | 46.4772 | 46.4974 | 46.5304 | 46.4581 | 46.4857
Gerrard TS
| T1/T2 | 25.3013 | 27.2375 | 29.2194 | 30.1544 | 31.4071 | 32.2742 | 33.1764 | 34.6142 | 36.0389 | 37.198 | 38.419 | 39.5609 | 40.855 | 42.2564 | 43.7442 | 46.426 | 47.8686 | 47.8699 | 47.9671 | 48.0781 | 48.1912 | 48.2979 | 48.2655 | 48.3372
| T1/T2 | 39.3356 | 39.7786 | 40.3228 | 40.6554 | 40.9534 | 41.2393 | 41.6808 | 42.5446 | 43.3956 | 44.3586 | 45.3789 | 46.4933 | 47.6795 | 49.0839 | 50.4954 | 53.2757 | 54.3399 | 54.4235 | 54.4133 | 54.5137 | 54.6167 | 54.6181 | 54.6632 | 54.6257
Glengrove TS
| T1/T3 | 30.7815 | 32.4976 | 32.046 | 33.694 | 34.6351 | 35.1776 | 35.9809 | 36.9563 | 38.1357 | 39.7218 | 41.3771 | 43.9284 | 46.5188 | 49.1641 | 51.8457 | 54.626 | 56.0117 | 56.1155 | 56.2237 | 56.3343 | 56.4556 | 56.5931 | 56.7239 | 56.8627
| T2/T4 | 36.7935 | 38.7608 | 41.1685 | 43.3538 | 44.9688 | 46.7168 | 48.4912 | 51.1449 | 53.7615 | 57.0865 | 60.3416 | 65.6254 | 70.5216 | 75.0678 | 79.4546 | 83.935 | 87.0014 | 87.198 | 87.4014 | 87.6081 | 87.8312 | 88.0795 | 88.317 | 88.5668
Main TS
| T3/T4 | 29.1464 | 31.4276 | 33.3056 | 34.8178 | 35.9526 | 37.1037 | 37.7681 | 38.9571 | 40.1362 | 41.8275 | 43.4755 | 45.5953 | 47.7497 | 50.0799 | 52.3528 | 54.7315 | 56.3529 | 56.4951 | 56.5316 | 56.6663 | 56.7968 | 56.8287 | 56.9642 | 57.1051
| T3/T4 | 45.1187 | 47.1414 | 49.2787 | 51.2224 | 52.6056 | 53.969 | 55.4148 | 57.9006 | 60.4705 | 63.5355 | 66.7397 | 70.1707 | 73.8611 | 77.8674 | 81.7365 | 85.6083 | 88.8048 | 89.0568 | 89.2011 | 89.4408 | 89.572 | 89.8096 | 89.9488 | 90.1978
Terauley TS
| T1/T4 | 32.7891 | 33.9524 | 34.7783 | 35.4961 | 36.5803 | 36.7042 | 36.8386 | 37.3981 | 38.0182 | 38.3403 | 38.5795 | 38.862 | 39.2058 | 39.6362 | 40.1524 | 40.763 | 41.1578 | 41.1347 | 41.2041 | 41.1686 | 41.2284 | 41.2858 | 41.2404 | 41.2978
| T1/T4 | 38.9952 | 39.7816 | 40.4564 | 25.5972 | 26.5948 | 26.8448 | 27.1697 | 27.8312 | 28.4654 | 28.8997 | 29.2705 | 29.6955 | 30.0704 | 30.6064 | 31.2085 | 31.9056 | 32.3927 | 32.3745 | 32.4494 | 32.4214 | 32.4887 | 32.5541 | 32.5183 | 32.5836
| T2/T3 | 29.7894 | 32.1116 | 33.4602 | 34.3962 | 35.7893 | 37.0946 | 37.6121 | 38.5577 | 39.4656 | 39.9779 | 40.4989 | 40.9626 | 41.4896 | 42.2026 | 43.0069 | 43.8107 | 44.4923 | 44.4674 | 44.5346 | 44.5914 | 44.6482 | 44.7025 | 44.7482 | 44.8025
| T2/T3 | 43.1326 | 46.0199 | 48.3652 | 50.3945 | 52.8931 | 53.1039 | 56.3698 | 60.0109 | 63.3958 | 64.061 | 64.6831 | 66.2659 | 67.6585 | 68.7218 | 69.7434 | 70.7639 | 71.645 | 71.7953 | 71.8454 | 71.8786 | 71.9122 | 71.9417 | 71.9574 | 71.987
MANBY E 115kV
Fairbank TS
| T1/T3 | 65.4301 | 67.3348 | 69.8107 | 72.0379 | 74.9948 | 77.7445 | 80.7671 | 84.9195 | 89.3108 | 93.2492 | 97.0131 | 101.144 | 105.3584 | 109.7128 | 114.3228 | 118.9198 | 122.9898 | 123.1925 | 123.4151 | 123.7272 | 123.8901 | 124.081 | 124.3941 | 124.6098
| T2/T4 (to be T5/T6) | 63.6824 | 82.9067 | 86.8377 | 86.6558 | 89.8689 | 92.9442 | 96.2094 | 101.0127 | 109.1912 | 116.4105 | 122.8967 | 129.001 | 134.6081 | 139.7969 | 144.9875 | 150.0631 | 154.7036 | 154.9298 | 155.1814 | 155.4218 | 155.5989 | 155.8112 | 156.0545 | 156.2986
Runnymede TS
| T1/T2 | 76.8337 | 71.8734 | 76.8224 | 80.2039 | 83.6044 | 86.5296 | 89.7739 | 94.9717 | 100.0735 | 107.0424 | 111.6676 | 116.2504 | 120.5603 | 124.4897 | 128.2837 | 132.1598 | 135.0222 | 135.1342 | 135.2471 | 135.3403 | 135.4336 | 135.6343 | 135.7395 | 135.8353
| T5/T6 (was T3/T4) | 53.4814 | 55.6001 | 58.4754 | 60.9837 | 64.1116 | 67.005 | 70.2655 | 77.1146 | 84.0046 | 90.3394 | 94.5848 | 99.6046 | 104.6117 | 109.8545 | 115.3193 | 120.7902 | 125.0914 | 125.4038 | 125.8071 | 126.1002 | 126.3926 | 126.7003 | 127.0925 | 127.3849
Wiltshire TS
| T1/T6 | 27.9364 | 35.3793 | 36.6495 | 37.7504 | 38.9839 | 40.2126 | 41.4782 | 43.4226 | 47.434 | 50.9741 | 54.1528 | 55.9435 | 57.8448 | 59.8454 | 62.0344 | 64.1065 | 66.0551 | 66.2262 | 66.4215 | 66.4972 | 66.6746 | 66.7512 | 66.9304 | 67.009
| T7X/T2X | 20.9783 | 23.2433 | 24.9094 | 26.2436 | 27.3887 | 27.8623 | 27.9782 | 28.2003 | 28.5383 | 28.7945 | 29.1144 | 29.3728 | 29.7901 | 30.26 | 30.776 | 31.2809 | 31.579 | 31.5225 | 31.5743 | 31.5189 | 31.5625 | 31.5081 | 31.5529 | 31.5
| T7X/T2X | 22.5361 | 24.169 | 25.2157 | 26.2436 | 27.3887 | 28.0599 | 28.7608 | 29.9567 | 31.1681 | 32.2966 | 33.2875 | 34.397 | 36.3458 | 37.8732 | 39.1695 | 40.5493 | 41.719 | 41.7408 | 41.8745 | 41.8971 | 42.0194 | 42.0427 | 42.1661 | 42.2863
MANBY W 115kV
Copeland MTS
| T1/T3 | 36.5328 | 36.2809 | 38.5725 | 39.7522 | 41.3748 | 41.6174 | 41.8518 | 42.5735 | 45.2432 | 47.3624 | 49.0621 | 49.4422 | 49.8728 | 50.2964 | 50.8737 | 51.4501 | 52.0211 | 52.0727 | 52.1316 | 52.1789 | 52.1499 | 52.2199 | 52.2794 | 52.3437
| T1/T3 | 31.1843 | 33.8169 | 37.2896 | 39.7522 | 43.1414 | 44.1955 | 44.2224 | 44.7567 | 45.2432 | 45.5477 | 45.8033 | 46.0137 | 46.2719 | 46.6074 | 47.0019 | 47.4855 | 47.8738 | 47.8385 | 47.8998 | 47.8607 | 47.9239 | 47.9956 | 47.9677 | 48.0341
| T2/T4 | 0 | 0 | 0 | 56.2393 | 57.088 | 56.5334 | 55.9847 | 55.8549 | 55.7817 | 55.7098 | 55.5795 | 56.3894 | 56.8046 | 56.9546 | 57.0866 | 57.1267 | 57.16 | 57.1179 | 57.0836 | 57.037 | 57.0052 | 56.9835 | 56.9504 | 56.9227
| T2/T4 | 0 | 0 | 0 | 0 | 33.5648 | 33.2387 | 32.9161 | 32.8398 | 32.8876 | 32.8452 | 32.7684 | 32.6607 | 32.5884 | 32.5712 | 32.5952 | 32.6181 | 32.6371 | 32.613 | 32.5935 | 32.5668 | 32.5487 | 32.5363 | 32.5174 | 32.5016
John TS
| T1/T2/T3/T4 | 32.0281 | 33.5225 | 38.4675 | 41.0984 | 43.4424 | 45.3743 | 49.943 | 53.5929 | 57.009 | 57.7927 | 58.5795 | 59.2665 | 60.1388 | 62.1153 | 63.2057 | 64.2676 | 65.2256 | 65.3583 | 65.3963 | 65.4299 | 65.4707 | 65.6358 | 65.7044 | 65.7546
| T1/T2/T3/T4 | 0 | 0 | 0 | 0 | 0 | 0 | 0 | 0 | 0 | 0 | 0 | 0 | 0 | 0 | 0 | 0 | 0 | 0 | 0 | 0 | 0 | 0 | 0 | 0
| T1/T2/T3/T4 | 17.9843 | 18.0121 | 17.9913 | 17.9928 | 18.2146 | 18.3039 | 18.4302 | 20.7302 | 22.9182 | 24.6048 | 24.7251 | 24.8995 | 25.1129 | 26.0174 | 26.3197 | 26.6101 | 26.8011 | 26.7768 | 26.8489 | 26.8234 | 26.8009 | 26.8858 | 26.8747 | 26.8561
| T1/T2/T3/T4 | 31.523 | 33.7226 | 35.4855 | 37.1655 | 38.5722 | 38.6308 | 38.7703 | 39.3588 | 39.9159 | 40.2451 | 43.7444 | 46.3907 | 48.1488 | 49.9226 | 50.43 | 51.0106 | 51.3928 | 51.3461 | 51.3965 | 51.3476 | 51.4002 | 51.3796 | 51.4541 | 51.5141
| T5/T6 | 35.9685 | 35.724 | 35.5849 | 35.1991 | 35.2604 | 35.259 | 35.3325 | 35.6331 | 36.0007 | 36.0489 | 36.0416 | 35.9765 | 35.97 | 36.6739 | 36.886 | 36.9851 | 37.0797 | 37.046 | 37.0131 | 37.0737 | 37.0426 | 37.0278 | 37.0125 | 36.9869
| T5/T6 | 29.1992 | 29.9201 | 30.4162 | 30.9713 | 31.8513 | 32.6579 | 32.8497 | 33.4359 | 33.8998 | 34.1415 | 34.3299 | 34.4617 | 34.7426 | 35.6179 | 36.0215 | 36.4087 | 36.6954 | 36.758 | 36.7255 | 36.7864 | 36.7555 | 36.8364 | 36.8212 | 36.7958
Strachan TS
| T12/T14 | 30.9005 | 33.0349 | 35.5322 | 36.9298 | 38.7616 | 39.7821 | 40.6843 | 42.1246 | 43.5418 | 44.7837 | 46.0732 | 47.4019 | 48.7644 | 50.1972 | 51.7775 | 53.3503 | 54.5898 | 54.6553 | 54.7224 | 54.7956 | 54.7657 | 54.8471 | 54.9268 | 55.0156
| T12/T14 | 29.1258 | 26.2215 | 25.8043 | 24.9908 | 25.9412 | 25.037 | 25.9791 | 27.43 | 28.767 | 30.1165 | 31.3336 | 32.7044 | 34.0963 | 35.5362 | 37.1088 | 38.5794 | 39.9224 | 40.0224 | 40.0267 | 40.132 | 40.2321 | 40.3429 | 40.3564 | 40.4723
| T13/T15 | 45.8288 | 48.1071 | 50.5847 | 46.744 | 49.4786 | 51.9543 | 54.6051 | 61.2277 | 67.6121 | 73.3357 | 78.5782 | 83.4157 | 87.8149 | 91.559 | 95.395 | 99.3152 | 102.9629 | 103.2054 | 103.3538 | 103.6101 | 103.7565 | 104.027 | 104.2938 | 104.4817
| T13/T15 | 37.1641 | 38.6095 | 42.3929 | 39.2569 | 42.2672 | 43.2457 | 44.3115 | 46.0432 | 47.8471 | 49.3794 | 50.8562 | 52.4633 | 54.1072 | 55.8287 | 57.6061 | 59.4725 | 61.0007 | 61.148 | 61.2002 | 61.2592 | 61.3107 | 61.3788 | 61.4452 | 61.5217
Back to main menu
The IRRP planning forecast accounts for the median weather gross forecast provided by the local distributors, savings from distributed generation and conservation and demand management, as well as extreme weather adjustments. Full details on the overall IRRP forecast methodology will be provided in the IRRP report, once finalized.
This document and the information contained herein is provided for informational purposes only. The IESO has prepared this document based on information currently available to the IESO and reasonable assumptions associated therewith, including relating to electricity supply and demand. The information, statements and conclusions contained herein are subject to risks, uncertainties and other factors, and actual results or circumstances may differ materially. The IESO provides no guarantee, representation, or warranty, express or implied, with respect to any statement or information contained herein and disclaims any liability in connection therewith. Readers are cautioned not to place undue reliance on forward-looking information contained in this document as actual results could differ materially from the plans, expectations, estimates, intentions and statements expressed herein. The IESO undertakes no obligation to revise or update any information contained in this document as a result of new information, future events or otherwise. In the event there is any conflict or inconsistency between this document and the IESO market rules, any IESO contract, any legislation or regulation, or any request for proposals or other procurement document, the terms in the market rules, or the subject contract, legislation, regulation, or procurement document, as applicable, govern.

## Table 11
Back to main menu
| Transformer Station | Table 11 High Electrification Net Extreme Summer Weather Station Peak Demand Forecast, Coincident to Toronto Region (MW)
|  | 2024 | 2025 | 2026 | 2027 | 2028 | 2029 | 2030 | 2031 | 2032 | 2033 | 2034 | 2035 | 2036 | 2037 | 2038 | 2039 | 2040 | 2041 | 2042 | 2043 | 2044 | 2045 | 2046 | 2047
NORTH 230kV
Agincourt TS
| T5/T6 | 83.7806 | 84.3541 | 94.0929 | 99.547 | 105.2965 | 110.3949 | 115.9019 | 118.2112 | 121.0815 | 123.2745 | 125.2134 | 128.6006 | 131.683 | 134.6021 | 137.6362 | 140.6884 | 142.84 | 143.7494 | 144.6082 | 145.4613 | 146.3745 | 147.274 | 148.144 | 149.0287
Bathurst TS
| T1/T2 | 136.0445 | 135.4984 | 142.6717 | 149.1373 | 152.3329 | 151.2773 | 150.7337 | 148.9988 | 148.0814 | 149.5109 | 150.5729 | 153.2203 | 155.5084 | 157.4338 | 159.1816 | 161.1058 | 162.7174 | 163.8624 | 164.8026 | 165.7839 | 166.7361 | 167.708 | 168.6364 | 169.5166
| T3/T4 | 93.4269 | 94.153 | 94.439 | 94.2971 | 92.8787 | 91.2713 | 89.9416 | 89.2089 | 88.9058 | 90.4085 | 91.6284 | 92.7584 | 94.0718 | 95.6182 | 97.3191 | 99.221 | 100.7654 | 101.7141 | 102.5003 | 103.2538 | 104.1402 | 104.8873 | 105.6069 | 106.3542
Cavanagh MTS
| T1/T2 | 96.7649 | 97.7868 | 99.1543 | 100.2535 | 103.0859 | 106.8552 | 113.3603 | 120.1791 | 126.3687 | 129.328 | 132.1848 | 135.5362 | 140.2086 | 144.2779 | 148.0541 | 152.0411 | 155.0982 | 156.2067 | 157.3155 | 158.367 | 159.3447 | 160.4033 | 161.4196 | 162.4874
Fairchild TS
| T1/T2 | 114.8722 | 119.3101 | 122.7515 | 124.3248 | 127.5614 | 130.5774 | 133.1355 | 136.2949 | 140.0564 | 142.969 | 148.3339 | 153.5196 | 158.3871 | 162.9729 | 167.1398 | 171.4674 | 174.3762 | 175.6391 | 176.7213 | 177.8392 | 178.9449 | 180.138 | 181.2123 | 182.4242
| T3/T4 | 116.3382 | 117.6545 | 119.2677 | 120.3827 | 123.0663 | 125.0587 | 127.4826 | 130.5796 | 134.1644 | 136.8955 | 139.3993 | 142.5198 | 146.0713 | 149.7099 | 153.593 | 157.7195 | 160.449 | 161.6299 | 162.8272 | 163.9692 | 165.1872 | 166.3031 | 167.4913 | 168.7187
Finch TS
| T1/T2 | 112.7869 | 113.0857 | 113.7476 | 113.858 | 116.5226 | 119.1887 | 122.315 | 126.1078 | 130.7792 | 134.3848 | 137.5336 | 140.6561 | 144.3045 | 147.9889 | 151.937 | 156.0763 | 159.7994 | 161.1549 | 162.3946 | 163.6817 | 164.9442 | 166.2789 | 167.4866 | 168.8274
| T3/T4 | 170.4313 | 178.4834 | 186.801 | 187.4115 | 190.3522 | 193.1516 | 196.6177 | 201.2714 | 207.0208 | 211.4544 | 215.081 | 218.6655 | 222.9326 | 227.308 | 232.223 | 237.2875 | 241.8611 | 243.664 | 245.2922 | 246.8537 | 248.5171 | 250.1517 | 251.7335 | 253.3784
Leslie TS
| T1/T2 13.8 | 0 | 0 | 0 | 0 | 0 | 0 | 0 | 0 | 0 | 0 | 0 | 0 | 0 | 0 | 0 | 0 | 0 | 0 | 0 | 0 | 0 | 0 | 0 | 0
| T1/T2 27.6 | 101.762 | 105.812 | 107.3564 | 109.2319 | 108.2579 | 107.0969 | 106.0535 | 105.519 | 105.4068 | 109.9587 | 114.4517 | 119.4295 | 125.4921 | 131.3958 | 134.1789 | 137.0254 | 139.134 | 140.1737 | 141.1394 | 141.9464 | 142.9367 | 143.9312 | 144.894 | 145.8859
| T3/T4 27.6 | 119.557 | 122.763 | 118.6131 | 118.9003 | 118.118 | 117.1247 | 116.5695 | 116.6626 | 117.3044 | 123.4951 | 129.7836 | 136.824 | 144.4032 | 152.117 | 156.542 | 161.0412 | 164.1936 | 165.5016 | 166.8186 | 167.9651 | 169.214 | 170.5638 | 171.7796 | 173.1256
Malvern TS
| T3/T4 | 104.2867 | 104.7075 | 105.4352 | 104.2429 | 105.1623 | 106.0445 | 107.1704 | 109.019 | 111.4026 | 112.789 | 113.7417 | 114.8003 | 116.0068 | 117.3394 | 119.0942 | 120.9922 | 122.6053 | 123.7321 | 124.5438 | 125.434 | 126.3191 | 127.3133 | 128.1699 | 129.1955
EAST 230kV
Bermondsey TS
| T1/T2 | 41.6635 | 49.6386 | 54.3755 | 88.0701 | 91.9267 | 95.1962 | 95.7319 | 96.8798 | 98.4837 | 99.86 | 100.9145 | 102.166 | 103.5809 | 105.2843 | 107.1436 | 108.9948 | 110.351 | 110.8559 | 111.3167 | 111.7024 | 112.1339 | 112.578 | 112.9971 | 113.4483
| T3/T4 | 98.9899 | 100.6161 | 102.3359 | 103.6532 | 105.9091 | 107.108 | 108.8565 | 111.172 | 114.0841 | 118.0338 | 121.307 | 124.343 | 126.5254 | 129.0582 | 131.8545 | 134.6629 | 136.7598 | 137.8157 | 138.8163 | 139.722 | 140.6839 | 141.6606 | 142.605 | 143.5888
Ellesmere TS
| T3/T4 | 134.1227 | 134.5333 | 145.7095 | 145.87 | 155.3131 | 157.1354 | 159.6776 | 163.0021 | 167.112 | 170.0353 | 172.5123 | 175.6331 | 178.8699 | 182.5456 | 186.735 | 190.8265 | 194.0388 | 195.4144 | 196.7966 | 198.1169 | 199.4303 | 200.8385 | 202.082 | 203.4903
Leaside TS
| T19/T20/T21 13.8 | 33.0852 | 34.0405 | 34.9406 | 30.3289 | 30.0741 | 29.7676 | 29.623 | 29.5761 | 29.7303 | 32.5602 | 34.7836 | 36.6317 | 37.3588 | 38.0735 | 38.9123 | 39.8016 | 40.4644 | 40.7329 | 40.8775 | 41.1057 | 41.3534 | 41.5951 | 41.8273 | 41.9711
| T19/T20/T21 13.8 | 39.3474 | 39.4044 | 39.6402 | 39.6996 | 39.435 | 39.1007 | 38.8499 | 41.6579 | 44.4024 | 47.6325 | 48.6585 | 49.6733 | 50.7353 | 51.9098 | 53.1229 | 54.4051 | 55.5431 | 55.9958 | 56.3137 | 56.7106 | 57.1342 | 57.5494 | 57.8563 | 58.2668
| T19/T20/T21 27.6 | 72.7458 | 72.826 | 73.0483 | 72.9506 | 72.1978 | 71.3244 | 70.6097 | 70.4608 | 70.5612 | 72.2701 | 73.614 | 74.9895 | 76.4374 | 78.0555 | 79.8274 | 81.7031 | 83.3147 | 84.0414 | 84.7088 | 85.2562 | 85.939 | 86.609 | 87.2587 | 87.8266
Scarboro TS
| T21/T22 | 95.404 | 105.3917 | 111.4204 | 115.6947 | 119.2114 | 121.1362 | 119.9509 | 119.6592 | 119.8773 | 122.2563 | 124.2704 | 125.8769 | 127.8595 | 130.0885 | 132.5171 | 135.1374 | 137.3535 | 138.2272 | 139.1194 | 139.8744 | 140.6777 | 141.4674 | 142.2331 | 143.1171
| T23/T24 | 82.099 | 82.764 | 83.5653 | 83.9607 | 97.3756 | 96.3275 | 95.731 | 95.6702 | 98.2975 | 102.3718 | 105.8529 | 107.6653 | 109.7147 | 111.9606 | 114.485 | 117.094 | 119.2214 | 120.1037 | 120.8266 | 121.5118 | 122.2389 | 123.0477 | 123.7418 | 124.4577
Sheppard TS
| T1/T2 | 59.7677 | 60.9418 | 53.527 | 55.4485 | 59.6217 | 62.9144 | 66.1455 | 68.8784 | 71.2439 | 73.2958 | 75.2209 | 77.3523 | 79.6475 | 82.0682 | 84.6806 | 87.1797 | 89.3007 | 89.8993 | 90.5633 | 91.1014 | 91.6722 | 92.3393 | 92.8878 | 93.4553
| T5/T6 (was T3/T4) | 108.0779 | 108.6913 | 110.0728 | 110.6678 | 112.9198 | 115.0466 | 117.4823 | 120.3742 | 123.7054 | 126.2795 | 128.7517 | 131.5414 | 134.4382 | 137.554 | 140.9237 | 144.2829 | 147.1206 | 148.1557 | 149.2307 | 150.1659 | 151.1549 | 152.2351 | 153.187 | 154.2738
Warden TS
| T3/T4 | 140.5272 | 140.4637 | 147.8141 | 153.1409 | 160.948 | 167.7728 | 170.6477 | 174.4764 | 179.0499 | 182.45 | 185.6563 | 189.1083 | 192.8961 | 197.0643 | 201.698 | 206.4384 | 210.182 | 211.6549 | 212.9343 | 214.1831 | 215.5429 | 216.7556 | 218.0969 | 219.4654
WEST 230kV
Horner TS
| T1/T2**Based on 2031 NA Estimated Split | 51.4172 | 60.5802 | 75.1926 | 74.4871 | 74.0014 | 73.3988 | 73.0389 | 73.0369 | 73.3196 | 73.734 | 73.9511 | 74.2795 | 74.8662 | 75.5139 | 76.2081 | 77.0952 | 77.5389 | 77.5926 | 77.6176 | 77.6259 | 77.5557 | 77.575 | 77.5784 | 77.5994
| T1/T2**Based on 2031 NA Estimated Split | 7.3304 | 7.5596 | 60.7087 | 60.2991 | 59.9822 | 59.5686 | 59.3685 | 59.3606 | 59.7777 | 60.126 | 60.4094 | 60.913 | 61.4531 | 62.1209 | 62.8266 | 63.708 | 64.1571 | 64.2178 | 64.2548 | 64.1834 | 64.2199 | 64.2521 | 64.2712 | 64.3047
| T3/T4**Based on 2031 NA Estimated Split | 138.02 | 148.9133 | 124.4991 | 130.4284 | 136.8875 | 141.1667 | 145.0037 | 149.6625 | 153.8938 | 156.733 | 159.235 | 161.7345 | 164.5725 | 167.7454 | 171.1124 | 174.7935 | 178.0453 | 179.6581 | 181.0129 | 182.4209 | 183.8639 | 185.2918 | 186.679 | 188.1055
Manby TS
| T13/T14 | 55.5684 | 59.0362 | 48.0281 | 50.0859 | 52.4897 | 54.8391 | 56.5769 | 58.4895 | 60.6937 | 62.6999 | 64.4123 | 66.4774 | 68.7177 | 70.9709 | 73.3871 | 75.8977 | 77.6161 | 78.2827 | 78.7995 | 79.3874 | 79.9446 | 80.5885 | 81.1286 | 81.7729
| T3/T4 | 58.7079 | 59.3464 | 52.2178 | 52.8068 | 55.0794 | 57.296 | 59.7849 | 62.4533 | 65.6148 | 68.1017 | 70.5651 | 73.2686 | 76.1621 | 79.1745 | 82.2508 | 85.4326 | 87.9014 | 88.7457 | 89.5276 | 90.2818 | 91.1085 | 92.0202 | 92.8262 | 93.6432
| T5/T6 | 61.0102 | 61.4142 | 57.3271 | 57.9464 | 59.661 | 61.3254 | 63.2845 | 65.4503 | 68.1237 | 70.2238 | 72.2956 | 74.5121 | 76.9256 | 79.556 | 82.1555 | 84.9559 | 86.949 | 87.6994 | 88.2934 | 88.9555 | 89.6894 | 90.3196 | 91.0339 | 91.759
Rexdale TS
| T1/T2 | 77.057 | 59.1822 | 59.9751 | 60.8133 | 61.3368 | 62.0723 | 63.3346 | 64.7186 | 66.7974 | 70.0115 | 73.0387 | 76.1901 | 79.451 | 82.6699 | 86.1042 | 89.502 | 92.527 | 93.2117 | 93.8186 | 94.4008 | 95.0317 | 95.5953 | 96.1977 | 96.7864
| T1/T2 | 21.1424 | 49.1244 | 50.4336 | 51.8154 | 53.0563 | 54.0988 | 58.1318 | 62.2256 | 66.6977 | 69.9119 | 72.9394 | 76.0911 | 79.2536 | 82.4728 | 85.9072 | 89.2067 | 92.232 | 92.8188 | 93.3285 | 93.8138 | 94.348 | 94.8157 | 95.3223 | 95.9127
Richview TS
| T1/T2 | 112.0293 | 111.5452 | 111.2895 | 110.4553 | 112.0549 | 113.4743 | 115.0956 | 117.3462 | 120.1092 | 121.8336 | 123.1659 | 124.4107 | 126.0321 | 127.7604 | 129.9121 | 132.2397 | 134.2869 | 135.5415 | 136.7141 | 137.8305 | 139.0062 | 140.178 | 141.3047 | 142.4708
| T5/T6 | 107.7446 | 106.5968 | 114.3497 | 92.7985 | 93.544 | 94.1719 | 95.0622 | 88.3919 | 90.201 | 91.0666 | 91.7133 | 92.3229 | 93.2151 | 94.2571 | 95.4989 | 96.87 | 98.0789 | 99.0424 | 99.946 | 100.8084 | 101.6209 | 102.5238 | 103.3937 | 104.1992
| T7/T8 | 52.775 | 49.9995 | 49.5753 | 48.9575 | 49.4942 | 49.8156 | 50.3724 | 51.124 | 52.1013 | 52.6078 | 52.9878 | 53.2921 | 53.8535 | 54.4078 | 55.1171 | 55.9009 | 56.645 | 57.2224 | 57.6719 | 58.191 | 58.6418 | 59.1842 | 59.7075 | 60.1543
LEASIDE 115kV
Basin TS
| T3/T5 | 21.9095 | 27.5548 | 30.3985 | 23.4509 | 24.4548 | 24.9704 | 25.754 | 26.7897 | 27.8092 | 28.6408 | 29.3609 | 30.1291 | 30.9525 | 31.8562 | 32.879 | 33.95 | 34.6786 | 35.0314 | 35.3646 | 35.6796 | 36.0092 | 36.3319 | 36.6463 | 36.875
| T3/T5 | 27.6059 | 27.662 | 27.4431 | 27.1864 | 27.5117 | 27.6672 | 28.1222 | 28.7523 | 29.4738 | 30.0093 | 30.3332 | 30.805 | 31.337 | 31.9522 | 32.6873 | 33.3746 | 33.9122 | 34.17 | 34.4088 | 34.6302 | 34.8661 | 35.0955 | 35.4121 | 35.6427
Bridgman TS
| T11/T12/T13/T14/T15 | 29.3237 | 29.7837 | 30.3095 | 30.6872 | 30.5301 | 30.3373 | 30.326 | 30.4435 | 30.6707 | 31.5054 | 32.3358 | 33.3042 | 34.4447 | 35.6604 | 36.9898 | 38.2781 | 39.0994 | 39.3296 | 39.632 | 39.9255 | 40.1434 | 40.4619 | 40.6764 | 40.989
| T11/T12/T13/T14/T15 | 38.5728 | 38.6046 | 38.6318 | 38.5869 | 41.0404 | 43.2825 | 45.5868 | 45.4221 | 45.5208 | 46.3371 | 47.1041 | 47.9888 | 49.0837 | 50.1923 | 51.4225 | 52.8238 | 53.6302 | 53.935 | 54.3035 | 54.5649 | 54.8531 | 55.2443 | 55.528 | 55.9113
| T11/T12/T13/T14/T15 | 21.6512 | 21.6891 | 21.7818 | 21.7748 | 21.5212 | 21.3448 | 21.326 | 21.3007 | 21.353 | 21.9084 | 22.4903 | 23.2266 | 24.1113 | 24.9528 | 25.9024 | 26.8904 | 27.4365 | 27.6835 | 27.8186 | 28.0429 | 28.2807 | 28.5223 | 28.7572 | 28.9001
| T11/T12/T13/T14/T15 | 45.1943 | 46.1802 | 47.2623 | 47.3981 | 47.0463 | 46.6424 | 46.4672 | 46.492 | 46.7826 | 47.8882 | 48.938 | 50.1003 | 51.4757 | 52.8692 | 54.3856 | 56.0774 | 57.1673 | 57.5625 | 57.9237 | 58.2723 | 58.6492 | 59.0346 | 59.4064 | 59.7836
Carlaw TS
| T1/T2 | 16.7067 | 26.7792 | 26.9193 | 17.3104 | 17.1965 | 17.1641 | 17.1898 | 17.305 | 17.4819 | 18.3511 | 19.1822 | 20.2729 | 21.5157 | 22.6649 | 23.9341 | 25.195 | 25.9059 | 26.2071 | 26.4251 | 26.7301 | 27.0354 | 27.2514 | 27.5553 | 27.8709
| T1/T2 | 20.9877 | 21.6095 | 22.1086 | 22.5438 | 22.6636 | 22.8528 | 23.1139 | 23.4922 | 24.0496 | 25.2087 | 26.4117 | 27.8632 | 29.3919 | 30.9242 | 32.4889 | 34.1382 | 35.2128 | 35.4848 | 35.774 | 36.0523 | 36.3318 | 36.7136 | 36.9921 | 37.2867
Cecil TS
| T1/T2 | 19.3522 | 25.915 | 33.3907 | 35.7824 | 38.5626 | 41.1913 | 41.1813 | 41.429 | 41.8139 | 43.7265 | 45.1957 | 46.2707 | 46.3477 | 46.8274 | 47.1474 | 47.5432 | 47.8222 | 48.0336 | 48.1993 | 48.4332 | 48.6104 | 48.7967 | 49.0397 | 49.2041
| T1/T2 | 32.1545 | 32.2955 | 20.5556 | 22.1737 | 23.3257 | 24.4922 | 25.4058 | 26.646 | 27.3294 | 27.8756 | 28.2246 | 28.5922 | 28.9224 | 29.4241 | 29.9377 | 30.5891 | 31.044 | 31.4239 | 31.6841 | 32.0197 | 32.2874 | 32.6508 | 32.992 | 33.2508
| T3/T4 | 31.7575 | 36.811 | 30.1096 | 29.9773 | 30.8501 | 34.3261 | 35.1279 | 36.1364 | 37.259 | 37.9874 | 38.5707 | 39.055 | 39.701 | 40.3684 | 41.2316 | 42.0712 | 42.8874 | 43.3649 | 43.891 | 44.3074 | 44.8436 | 45.3881 | 45.8122 | 46.3361
| T3/T4 | 48.7279 | 44.7622 | 44.6818 | 44.9183 | 45.4286 | 43.1396 | 43.6577 | 44.5317 | 45.5489 | 46.1861 | 46.6478 | 47.0825 | 47.6052 | 48.173 | 48.9401 | 49.6961 | 50.4241 | 50.9067 | 51.3408 | 51.7518 | 52.1979 | 52.6538 | 53.074 | 53.506
Charles TS
| T1/T2 | 33.9602 | 33.8201 | 33.7868 | 33.7236 | 33.3053 | 36.6257 | 39.8527 | 43.0314 | 43.0298 | 43.5287 | 43.8976 | 44.3916 | 45.5878 | 46.4762 | 47.0839 | 47.881 | 48.4301 | 48.6839 | 48.9043 | 49.1088 | 49.2395 | 49.4798 | 49.7091 | 49.9551
| T1/T2 | 30.6991 | 33.5983 | 35.4323 | 36.5339 | 37.4685 | 38.2044 | 37.9798 | 37.9628 | 38.0767 | 38.7951 | 39.3952 | 40.0235 | 40.7359 | 41.5362 | 42.456 | 43.4551 | 44.1096 | 44.468 | 44.6953 | 44.9081 | 45.1446 | 45.4895 | 45.7244 | 45.9746
| T3/T4 | 37.7835 | 38.3664 | 38.7232 | 39.02 | 38.963 | 38.3097 | 37.6676 | 37.3422 | 37.0448 | 37.5602 | 37.9627 | 38.3982 | 38.9164 | 39.5199 | 40.142 | 40.9403 | 41.4972 | 41.7578 | 42.0898 | 42.3076 | 42.6476 | 42.8958 | 43.2339 | 43.4868
| T3/T4 | 51.8399 | 51.4509 | 51.3384 | 50.9097 | 50.1715 | 49.3605 | 48.6973 | 48.3069 | 48.1892 | 48.7768 | 49.2185 | 49.7755 | 50.4397 | 51.1138 | 51.913 | 52.9106 | 53.5544 | 53.9036 | 54.2156 | 54.5098 | 54.8327 | 55.1659 | 55.4869 | 55.8264
Dufferin TS
| T1/T3 | 33.3607 | 35.7047 | 37.4755 | 36.5971 | 36.9939 | 36.9188 | 36.5796 | 36.349 | 36.3472 | 36.8724 | 37.3684 | 37.9092 | 38.5345 | 39.2318 | 39.9602 | 40.8375 | 41.3907 | 41.6383 | 41.8623 | 42.0697 | 42.3039 | 42.5287 | 42.837 | 43.0621
| T1/T3 | 27.9226 | 29.3068 | 31.1445 | 31.6706 | 31.9357 | 32.2307 | 31.9468 | 31.8413 | 31.8516 | 32.3828 | 32.7093 | 33.1824 | 33.7295 | 34.3396 | 35.0709 | 35.7563 | 36.2168 | 36.4688 | 36.606 | 36.729 | 36.9691 | 37.1074 | 37.2374 | 37.4696
| T2/T4 | 48.1064 | 48.2943 | 39.3136 | 39.5128 | 39.275 | 38.9699 | 38.7995 | 38.9385 | 39.2167 | 40.4068 | 41.6473 | 42.8251 | 44.1875 | 45.5352 | 47.106 | 48.6474 | 49.951 | 50.4735 | 50.9668 | 51.3456 | 51.8504 | 52.2495 | 52.7296 | 53.2218
| T2/T4 | 33.047 | 33.4345 | 43.6023 | 43.7356 | 43.6389 | 43.4626 | 43.4323 | 43.7339 | 44.1905 | 45.3741 | 46.4015 | 47.4574 | 48.6157 | 49.957 | 51.243 | 52.6935 | 53.9019 | 54.2332 | 54.5336 | 54.8124 | 55.1261 | 55.4275 | 55.7161 | 56.018
Duplex TS
| T1/T2 | 32.3787 | 33.9125 | 35.0301 | 35.9927 | 37.3975 | 38.4113 | 39.4893 | 40.7346 | 42.1973 | 43.5059 | 44.7004 | 46.0168 | 47.435 | 48.9455 | 50.4661 | 52.038 | 53.342 | 53.6601 | 53.9288 | 54.2835 | 54.574 | 54.845 | 55.1246 | 55.5052
| T1/T2 | 29.0769 | 29.3838 | 29.7131 | 29.9254 | 30.8936 | 31.7921 | 32.8416 | 34.0277 | 35.4103 | 36.6314 | 37.8535 | 39.1094 | 41.1298 | 42.7425 | 44.2668 | 45.7391 | 46.9526 | 47.2789 | 47.5615 | 47.7387 | 48.0405 | 48.3249 | 48.6168 | 48.9134
| T3/T4 | 34.2958 | 18.1147 | 19.7044 | 20.8758 | 22.8653 | 24.2703 | 26.0947 | 27.5181 | 29.0168 | 30.3461 | 31.5935 | 32.9803 | 34.4365 | 35.958 | 37.4863 | 39.1496 | 40.4664 | 40.801 | 41.1942 | 41.5789 | 41.9874 | 42.2843 | 42.6833 | 43.0858
Esplanade TS
| T11/T12/T13 | 39.5002 | 39.5464 | 25.2242 | 23.1536 | 24.1786 | 25.2039 | 26.2915 | 27.6172 | 29.0212 | 30.0531 | 31.0527 | 32.3356 | 33.7046 | 35.0929 | 36.7247 | 38.3309 | 39.4297 | 39.9812 | 40.4171 | 40.9202 | 41.3588 | 41.7897 | 42.2934 | 42.7293
| T11/T12/T13 | 45.5308 | 46.187 | 46.6501 | 46.3073 | 47.0349 | 47.3387 | 47.8946 | 48.6501 | 49.6464 | 50.1796 | 50.4267 | 50.7489 | 51.138 | 51.7018 | 52.4511 | 53.2871 | 53.9471 | 54.4139 | 54.8454 | 55.2468 | 55.6822 | 56.1074 | 56.5104 | 56.9426
| T11/T12/T13 | 38.2941 | 38.8526 | 39.0536 | 39.2272 | 40.3292 | 40.6425 | 41.0919 | 41.7916 | 42.7105 | 43.1672 | 43.4557 | 43.653 | 43.9858 | 44.5582 | 45.124 | 45.8537 | 46.5092 | 46.8838 | 47.3176 | 47.6358 | 48.0729 | 48.5011 | 48.8207 | 49.2549
Gerrard TS
| T1/T2 | 26.5387 | 27.8564 | 29.0042 | 29.3073 | 30.1391 | 30.6136 | 31.2234 | 31.9764 | 32.8351 | 33.4252 | 33.9331 | 34.4338 | 35.0432 | 35.7342 | 36.4794 | 38.6063 | 39.2363 | 39.5681 | 39.7926 | 40.1245 | 40.3762 | 40.7095 | 40.8888 | 41.1818
| T1/T2 | 35.9589 | 35.9729 | 36.0566 | 35.8744 | 35.8568 | 35.8753 | 35.8596 | 36.1145 | 36.4938 | 36.8895 | 37.2891 | 37.7661 | 38.4553 | 39.1418 | 39.8878 | 42.1333 | 42.5695 | 42.6118 | 42.6417 | 42.6857 | 42.7457 | 42.6977 | 42.683 | 42.6896
Glengrove TS
| T1/T3 | 26.4558 | 27.8746 | 27.2147 | 28.6723 | 29.5875 | 30.1179 | 30.7974 | 31.5809 | 32.5403 | 34.0024 | 35.4843 | 37.7743 | 40.132 | 42.5101 | 44.9906 | 47.511 | 48.6911 | 48.916 | 49.0382 | 49.2685 | 49.5219 | 49.7915 | 50.0484 | 50.3056
| T2/T4 | 37.0382 | 37.7573 | 38.8781 | 39.7475 | 40.3796 | 40.9938 | 41.8892 | 42.8097 | 44.0457 | 45.9897 | 47.9209 | 51.7565 | 55.2235 | 58.382 | 61.3107 | 64.299 | 65.9404 | 66.1996 | 66.575 | 66.8412 | 67.1393 | 67.5665 | 67.8694 | 68.2795
Main TS
| T3/T4 | 26.1362 | 27.8331 | 28.9783 | 29.8873 | 30.5072 | 31.1745 | 31.382 | 31.8242 | 32.3496 | 33.3818 | 34.4451 | 35.8978 | 37.3931 | 38.938 | 40.501 | 42.2032 | 43.105 | 43.4014 | 43.5867 | 43.8607 | 44.0421 | 44.3265 | 44.5008 | 44.7918
| T3/T4 | 38.8447 | 39.273 | 39.9179 | 40.4223 | 40.6763 | 40.7496 | 41.182 | 41.7762 | 42.4793 | 44.0033 | 45.4245 | 47.2227 | 49.1847 | 51.4235 | 53.474 | 55.5693 | 56.9489 | 57.3108 | 57.6638 | 57.9959 | 58.3428 | 58.5854 | 58.9223 | 59.2772
Terauley TS
| T1/T4 | 33.7922 | 34.7835 | 35.6161 | 36.2845 | 37.6012 | 37.92 | 38.4681 | 39.1444 | 39.9531 | 40.5617 | 41.0288 | 41.4942 | 42.0643 | 42.7553 | 43.4727 | 44.255 | 44.9005 | 45.2799 | 45.5308 | 45.8652 | 46.2186 | 46.4603 | 46.7958 | 47.0418
| T1/T4 | 37.7801 | 38.3032 | 23.8464 | 24.3912 | 25.5648 | 26.0639 | 26.6467 | 27.3818 | 28.3041 | 28.9314 | 29.4566 | 29.91 | 30.5321 | 31.2406 | 31.968 | 32.743 | 33.3924 | 33.7712 | 34.0303 | 34.3753 | 34.6404 | 34.9863 | 35.2378 | 35.5865
| T2/T3 | 34.107 | 36.1293 | 37.2536 | 37.8971 | 39.5907 | 41.1535 | 42.0533 | 43.1939 | 44.4779 | 45.2714 | 46.002 | 46.6216 | 47.3578 | 48.2295 | 49.2251 | 50.294 | 51.2206 | 51.6945 | 52.2238 | 52.7403 | 53.1843 | 53.7021 | 54.2192 | 54.6474
| T2/T3 | 46.7004 | 49.1731 | 51.0701 | 52.7133 | 55.2081 | 55.4593 | 58.7196 | 62.1876 | 65.5615 | 66.3212 | 66.8512 | 68.2707 | 69.477 | 70.5037 | 71.3858 | 72.3743 | 73.1992 | 73.6741 | 73.9994 | 74.4014 | 74.8346 | 75.1453 | 75.5499 | 75.9618
MANBY E 115kV
Fairbank TS
| T1/T3 | 63.6936 | 63.8403 | 64.5844 | 65.1101 | 67.1102 | 69.0409 | 71.2574 | 73.6879 | 76.7661 | 79.1247 | 81.3706 | 83.7938 | 86.3042 | 88.9632 | 91.7784 | 94.6573 | 96.8608 | 97.7048 | 98.4163 | 99.2047 | 99.8847 | 100.6757 | 101.3809 | 102.1987
| T2/T4 (to be T5/T6) | 73.7041 | 90.8913 | 92.5388 | 90.1606 | 92.3679 | 94.5582 | 96.8735 | 99.731 | 106.3845 | 111.9424 | 116.5444 | 120.6591 | 124.2978 | 127.5568 | 130.7028 | 133.9416 | 136.4723 | 137.4558 | 138.2935 | 139.2003 | 139.9951 | 140.9069 | 141.7383 | 142.6888
Runnymede TS
| T1/T2 | 70.4531 | 63.0969 | 68.1311 | 71.34 | 74.789 | 77.9258 | 81.3205 | 86.3585 | 91.5815 | 99.3591 | 104.0585 | 108.6897 | 113.0075 | 116.7522 | 120.2639 | 123.8927 | 126.1067 | 126.6909 | 127.1415 | 127.5639 | 128.1345 | 128.5836 | 129.1226 | 129.5462
| T5/T6 (was T3/T4) | 55.6985 | 55.8652 | 57.1364 | 58.0363 | 60.328 | 62.4461 | 64.8815 | 70.2816 | 75.758 | 80.8073 | 83.5324 | 86.8269 | 90.3881 | 93.9036 | 97.6302 | 101.4568 | 103.9321 | 104.7203 | 105.4717 | 106.1985 | 106.973 | 107.7201 | 108.4666 | 109.1009
Wiltshire TS
| T1/T6 | 24.2032 | 31.1074 | 31.4248 | 31.5083 | 32.137 | 32.7977 | 33.4032 | 34.2669 | 37.4308 | 40.0243 | 42.2087 | 42.9041 | 43.8226 | 44.7224 | 45.7702 | 46.7388 | 47.5808 | 47.9213 | 48.1619 | 48.3833 | 48.7183 | 48.9584 | 49.1978 | 49.5213
| T7X/T2X | 18.5207 | 20.5996 | 22.0489 | 23.1738 | 24.404 | 25.069 | 25.2728 | 25.6028 | 26.0557 | 26.3266 | 26.6225 | 26.9353 | 27.3292 | 27.7719 | 28.2473 | 28.7329 | 29.1037 | 29.2693 | 29.4323 | 29.5835 | 29.7458 | 29.9084 | 30.0706 | 30.226
| T7X/T2X | 22.6247 | 23.6167 | 24.1095 | 24.4951 | 25.3079 | 25.7626 | 26.1544 | 26.771 | 27.6113 | 28.1724 | 28.6555 | 29.2441 | 30.4936 | 31.5068 | 32.269 | 33.0428 | 33.6033 | 33.8606 | 34.1147 | 34.2595 | 34.5128 | 34.7662 | 35.0189 | 35.2637
MANBY W 115kV
Copeland MTS
| T1/T3 | 48.5201 | 47.5409 | 48.9883 | 50.0566 | 51.903 | 52.3676 | 52.8274 | 53.5456 | 56.4098 | 58.5432 | 60.1636 | 60.3901 | 60.754 | 61.2284 | 61.7327 | 62.3854 | 63.0294 | 63.4603 | 63.8949 | 64.3079 | 64.7488 | 65.2872 | 65.7315 | 66.1714
| T1/T3 | 33.8886 | 36.2555 | 38.437 | 40.9978 | 44.3535 | 45.5533 | 45.716 | 46.198 | 46.7789 | 47.0911 | 47.291 | 47.404 | 47.6254 | 47.9336 | 48.3558 | 48.7329 | 49.1937 | 49.4484 | 49.7964 | 50.0374 | 50.3903 | 50.6586 | 51.0142 | 51.2761
| T2/T4 | 0 | 0 | 56.3365 | 55.8467 | 56.4327 | 55.8214 | 55.2287 | 54.9233 | 54.8505 | 54.7869 | 54.5946 | 55.2138 | 55.6837 | 55.802 | 55.7673 | 55.7852 | 55.7951 | 55.7764 | 55.7612 | 55.7275 | 55.7183 | 55.7154 | 55.7093 | 55.6995
| T2/T4 | 0 | 0 | 0 | 0 | 33.2179 | 32.8581 | 32.5092 | 32.3294 | 32.2866 | 32.2491 | 32.136 | 31.9659 | 31.9615 | 31.9256 | 31.9058 | 31.916 | 31.9216 | 31.911 | 31.9022 | 31.883 | 31.8777 | 31.8761 | 31.8726 | 31.867
John TS
| T1/T2/T3/T4 | 34.3411 | 35.2503 | 39.7712 | 41.828 | 44.1154 | 45.972 | 50.4861 | 53.7717 | 57.0233 | 57.5359 | 57.8631 | 58.1314 | 58.5629 | 60.0357 | 60.6298 | 61.3714 | 61.8868 | 62.24 | 62.5673 | 62.884 | 63.1465 | 63.519 | 63.8911 | 64.258
| T1/T2/T3/T4 | 0 | 0 | 0 | 0 | 0 | 0 | 0 | 0 | 0 | 0 | 0 | 0 | 0 | 0 | 0 | 0 | 0 | 0 | 0 | 0 | 0 | 0 | 0 | 0
| T1/T2/T3/T4 | 24.4706 | 24.279 | 24.1648 | 23.9443 | 24.2684 | 24.5378 | 24.8591 | 27.8426 | 30.6165 | 32.8777 | 33.119 | 33.2719 | 33.5183 | 34.7022 | 35.1366 | 35.5057 | 35.8543 | 36.124 | 36.3786 | 36.6269 | 36.8038 | 37.0844 | 37.3649 | 37.6422
| T1/T2/T3/T4 | 27.4523 | 29.1552 | 30.6087 | 31.7932 | 33.1111 | 33.2667 | 33.5934 | 34.0618 | 34.7306 | 35.0759 | 38.163 | 40.3611 | 41.8979 | 43.4972 | 44.0163 | 44.4776 | 44.8179 | 45.0835 | 45.3303 | 45.5695 | 45.7432 | 46.0227 | 46.302 | 46.5775
| T5/T6 | 32.3876 | 31.9996 | 31.8169 | 31.3958 | 31.7356 | 32.1028 | 32.4416 | 33.0093 | 33.7739 | 34.1201 | 34.3562 | 34.5007 | 34.8365 | 35.7537 | 36.1869 | 36.6511 | 36.9986 | 37.363 | 37.6166 | 37.9587 | 38.3254 | 38.6059 | 38.9812 | 39.3532
| T5/T6 | 36.6031 | 37.1805 | 37.4554 | 37.7545 | 38.908 | 40.0558 | 40.504 | 41.2377 | 42.0977 | 42.5307 | 42.8263 | 43.0078 | 43.4044 | 44.5488 | 45.0666 | 45.7184 | 46.1529 | 46.5132 | 46.9493 | 47.2819 | 47.6452 | 48.0196 | 48.4888 | 48.8589
Strachan TS
| T12/T14 | 30.3104 | 31.9226 | 33.7879 | 34.7835 | 36.384 | 37.1753 | 37.853 | 38.773 | 39.9069 | 40.753 | 41.4911 | 42.2548 | 43.2 | 44.2089 | 45.2351 | 46.2882 | 47.0785 | 47.3931 | 47.5938 | 47.8954 | 48.2027 | 48.5212 | 48.8449 | 49.1726
| T12/T14 | 29.5633 | 25.9173 | 24.9238 | 23.4634 | 24.0866 | 22.9465 | 23.6829 | 24.5661 | 25.6192 | 26.3812 | 27.1703 | 28.0072 | 28.9946 | 29.926 | 30.9657 | 32.0233 | 32.7419 | 32.9817 | 33.306 | 33.5364 | 33.7708 | 34.109 | 34.3546 | 34.6029
| T13/T15 | 41.7302 | 42.142 | 37.0207 | 37.4591 | 38.9248 | 40.2816 | 41.7176 | 46.1725 | 50.5487 | 54.1405 | 57.1851 | 59.8203 | 62.1729 | 63.8357 | 65.523 | 67.346 | 68.7773 | 69.252 | 69.7013 | 70.2531 | 70.7165 | 71.1965 | 71.78 | 72.2731
| T13/T15 | 39.5957 | 40.351 | 37.5421 | 39.4144 | 42.0754 | 42.7867 | 43.6003 | 44.6926 | 46.0161 | 46.9546 | 47.7687 | 48.6955 | 49.7189 | 50.7188 | 51.9331 | 53.081 | 53.9563 | 54.357 | 54.7377 | 55.1231 | 55.4187 | 55.8234 | 56.2341 | 56.6491
Back to main menu
The IRRP planning forecast accounts for the median weather gross forecast provided by the local distributors, savings from distributed generation and conservation and demand management, as well as extreme weather adjustments. Full details on the overall IRRP forecast methodology will be provided in the IRRP report, once finalized.
This document and the information contained herein is provided for informational purposes only. The IESO has prepared this document based on information currently available to the IESO and reasonable assumptions associated therewith, including relating to electricity supply and demand. The information, statements and conclusions contained herein are subject to risks, uncertainties and other factors, and actual results or circumstances may differ materially. The IESO provides no guarantee, representation, or warranty, express or implied, with respect to any statement or information contained herein and disclaims any liability in connection therewith. Readers are cautioned not to place undue reliance on forward-looking information contained in this document as actual results could differ materially from the plans, expectations, estimates, intentions and statements expressed herein. The IESO undertakes no obligation to revise or update any information contained in this document as a result of new information, future events or otherwise. In the event there is any conflict or inconsistency between this document and the IESO market rules, any IESO contract, any legislation or regulation, or any request for proposals or other procurement document, the terms in the market rules, or the subject contract, legislation, regulation, or procurement document, as applicable, govern.

## Table 12
Net New Load (MW), Coincident with System Peak - Total New City of Toronto Project Load Minus Customer Connection Requests Already Received and Minus EV and Heating Loads Already in Forecast
Project(s) | Affected Station | Add to Forecast | Add to Season | 2023 | 2024 | 2025 | 2026 | 2027 | 2028 | 2029 | 2030 | 2031 | 2032 | 2033 | 2034 | 2035 | 2036 | 2037 | 2038 | 2039 | 2040 | 2041 | 2042 | 2043 | 2044 | 2045 | 2046 | 2047 | 2048 | 2049 | 2050 | 2051 | 2052 | 2053
East Harbour Master Plan + Villiers Island Precint Plan | Basin TS | Base | Summer | 0 | 0 | 0 | 0 | 3.264 | 6.624 | 14.208 | 17.856 | 27.936 | 31.104 | 51.0874 | 60.3592 | 69.1917 | 76.783 | 87.5336 | 89.5699 | 103.464 | 108.4563 | 115.8914 | 125.907 | 137.6144 | 139.6709 | 157.2106 | 162.0241 | 165.0673 | 165.0673 | 165.0673 | 165.0673 | 165.0673 | 165.0673 | 165.0673
East Harbour Master Plan + Villiers Island Precint Plan | Basin TS | Base | Winter | 0 | 0 | 0 | 0 | 0 | 2.5277 | 9.4508 | 12.4402 | 21.8357 | 24.3405 | 43.5983 | 52.1181 | 60.2622 | 66.8979 | 76.7103 | 77.8309 | 90.6823 | 94.6908 | 101.1568 | 110.2439 | 120.9698 | 122.1437 | 138.6334 | 142.4866 | 144.7003 | 144.7003 | 144.7003 | 144.7003 | 144.7003 | 144.7003 | 144.7003
East Harbour Master Plan + Villiers Island Precint Plan | Basin TS | High Electrification | Summer | 0 | 0 | 0 | 0 | 3.264 | 6.624 | 14.208 | 17.856 | 27.936 | 31.104 | 49.7644 | 57.5225 | 65.8428 | 72.9345 | 83.2862 | 84.9265 | 98.4247 | 103.5018 | 111.3732 | 121.7954 | 133.8841 | 136.3539 | 154.2221 | 159.395 | 162.7854 | 162.7854 | 162.7854 | 162.7854 | 162.7854 | 162.7854 | 162.7854
East Harbour Master Plan + Villiers Island Precint Plan | Basin TS | High Electrification | Winter | 0 | 0 | 0 | 0 | 0 | 0.4129 | 6.9786 | 9.6092 | 18.3233 | 20.1447 | 37.4515 | 43.8315 | 50.7787 | 56.4611 | 65.4208 | 65.6622 | 77.6536 | 81.2565 | 88.8669 | 99.0374 | 110.8411 | 113.0976 | 130.5929 | 135.469 | 138.6506 | 138.6506 | 138.6506 | 138.6506 | 138.6506 | 138.6506 | 138.6506
Downsview Area Secondary Plan | Bathurst TS | Base | Summer | 0 | 0 | 0 | 0 | 0 | 0 | 46.0758 | 58.0972 | 72.1352 | 86.1435 | 100.0578 | 113.9946 | 127.925 | 141.8407 | 155.7037 | 173.3887 | 191.1654 | 208.7909 | 226.5093 | 244.1605 | 261.8368 | 279.5916 | 297.3046 | 315.0056 | 332.8079 | 350.8203 | 368.9246 | 386.937 | 404.9494 | 423.0537 | 441.0661
Downsview Area Secondary Plan | Bathurst TS | Base | Winter | 0 | 0 | 0 | 0 | 0 | 0 | 25.3871 | 34.451 | 45.4191 | 56.4512 | 67.3936 | 78.3719 | 89.3598 | 99.2033 | 109.0492 | 122.6653 | 136.2575 | 149.6782 | 163.2154 | 176.9044 | 190.5349 | 204.3511 | 218.1014 | 231.8851 | 245.9695 | 263.7208 | 281.5639 | 299.3152 | 317.0665 | 334.9097 | 352.661
Downsview Area Secondary Plan | Bathurst TS | High Electrification | Summer | 0 | 0 | 0 | 0 | 0 | 0 | 45.1114 | 56.9681 | 70.8608 | 84.7168 | 98.4461 | 112.2348 | 125.804 | 139.3675 | 152.9253 | 170.3376 | 187.8359 | 205.5723 | 223.6152 | 241.5656 | 259.5154 | 277.5565 | 295.505 | 313.4529 | 331.4921 | 349.5045 | 367.6088 | 385.6212 | 403.6336 | 421.7379 | 439.7503
Downsview Area Secondary Plan | Bathurst TS | High Electrification | Winter | 0 | 0 | 0 | 0 | 0 | 0 | 13.7573 | 21.1094 | 28.9884 | 36.9156 | 44.6873 | 52.499 | 60.069 | 67.5056 | 75.0108 | 86.1904 | 97.4231 | 108.8457 | 125.851 | 142.842 | 159.8298 | 176.9045 | 193.8807 | 210.8491 | 227.9204 | 245.6717 | 263.5149 | 281.2662 | 299.0174 | 316.8606 | 334.6119
Golden Mile Secondary Plan | Scarboro TS | Base | Summer | 0 | 0 | 0 | 0 | 0 | 0 | 0 | 19.6664 | 42.662 | 65.4547 | 88.2509 | 110.8157 | 133.3479 | 155.833 | 177.9783 | 200.2706 | 222.5308 | 244.4829 | 245.0767 | 245.7188 | 246.381 | 246.9197 | 247.6995 | 248.3522 | 249.0271 | 250.824 | 252.621 | 254.4179 | 256.2149 | 256.2149 | 256.2149
Golden Mile Secondary Plan | Scarboro TS | Base | Winter | 0 | 0 | 0 | 0 | 0 | 0 | 0 | 0.68527 | 17.1896 | 37.2166 | 57.2512 | 77.0647 | 96.8609 | 115.5192 | 133.8887 | 152.499 | 170.9655 | 189.1019 | 185.9002 | 182.9593 | 179.9584 | 176.9372 | 174.1356 | 171.2502 | 168.5797 | 170.3786 | 172.1775 | 173.9764 | 175.7753 | 175.7753 | 175.7753
Golden Mile Secondary Plan | Scarboro TS | High Electrification | Summer | 0 | 0 | 0 | 0 | 0 | 0 | 0 | 18.9818 | 37.9636 | 59.5788 | 81.3454 | 103.0619 | 124.3903 | 145.7044 | 167.0221 | 188.3577 | 209.6867 | 231.6004 | 233.1404 | 234.6783 | 236.2139 | 237.7472 | 239.2783 | 240.8072 | 242.3337 | 244.1306 | 245.9275 | 247.7245 | 249.5214 | 249.5214 | 249.5214
Golden Mile Secondary Plan | Scarboro TS | High Electrification | Winter | 0 | 0 | 0 | 0 | 0 | 0 | 0 | 0 | 0 | 13.8109 | 29.9274 | 45.9739 | 61.6028 | 77.094 | 92.6603 | 108.2155 | 123.7321 | 139.7988 | 140.589 | 141.4526 | 142.3114 | 143.1636 | 144.0079 | 144.8429 | 145.6869 | 147.4857 | 149.2846 | 151.0835 | 152.8824 | 152.8824 | 152.8824
Description of this Sheet
- This sheet forecasts the net new load which should be added into THESL's Base and High Electrification forecasts, due to City of Toronto Development plans.
- This sheet does not double count with EV and Electrified Heat loads already considered in THESL's Base and High Electrification forecasts.
- Load provided is coincident with system peak, the same as THESL's Base and High Electrification forecasts.
- Therefore these loads should be directly added into THESL's Base and High Electrification forecasts.